## CVWA_OLD (hidden)
[7 empty] | VIETNAM BLOCK B GAS PROJECT PROVISION OF EPCI FOR HUB, WHP AND INFIELD PIPELINES | [21 empty] | Contract: |  |  |  | Vietnam Block B Gas Project
[29 empty] | Facility: |  |  |  | AQWA
[28 empty] | PQ-CVAT-ICS-LST-PMC-00003-00 | Doc Title: |  |  |  | AQWA - TELECOM CABLE SCHEDULE
[7 empty] | CVWA - INSTRUMENT CABLE SCHEDULE | [20 empty] | K01 | Doc No.: |  |  |  | PQ-AQAT-TEL-SCH-PMC-00001-00
[29 empty] | Rev No. |  |  |  | N01
ITEM NOS. | CABLE NUMBERS | CABLES / WIRES | [13 empty] | FROM | [6 empty] | TO | [6 empty] | WIRING & TERMINATION DRAWING |  |  | SCOPE OF SUPPLY | SCOPE OF INSTALATION |  |  | REMARKS
|  | VOLTAGE GRADE (V) | NO. OF CORES | NO. OF CORES_C | SIZE (mm2) | TYPE OF AMOUR | CABLE TYPE | COLOR | SCREEN | Spare Cable Length | Estimate Cable Length | CABLE LENGTH (M) (NOTE 1) | DISCIPLINE CABLE | DIAMETER (mm) |  | EQUIPMENT DESCRIPTION | EQUIPMENT TAG | LOCATION | CABLE GLANDS |  |  | MCT NO. (HOLD3) | EQUIPMENT DESCRIPTION | EQUIPMENT TAG | LOCATION | CABLE GLANDS |  |  | MCT NO. (HOLD3) |  | REV. | SHEET |  |  | DRUM NO. | UPDATED BY REVISION
[14 empty] | I.D. | O.D. |  |  |  | TYPE | SIZE | TYPE OF GLAND MATERIAL |  |  |  |  | TYPE | SIZE | TYPE OF GLAND MATERIAL
I | PCS CABLES
1 | CVAT-I-IJB0201 | 250 | 16P |  | 1.0 |  | FL4 | GREY | IND & OVE |  |  | 60 |  | 24.4 | 28.2 | JUNCTION BOX | CVAT-IJB-0201 | CVAT-SCD | T1 | M32 |  | HOLD | PCS MARSHALLING CABINET | HOLD 1 | CVAT-EIR | T1 | M32 |  | HOLD |  |  |  | PTSC M&C | PTSC M&C - Onshore
2 | CVAT-I-LIT4201 | 250 | 1P |  | 1.0 |  | FL2 | GREY | OVE |  |  | 30 |  | 7.3 | 10.4 | LEVEL TRANSMITTER - MAGNETIC | CVAT-LIT-4201 | CVAT-SCD | T1 | M20S16 |  | HOLD | JUNCTION BOX | CVAT-IJB-0201 | CVAT-SCD | T1 | M20S16 |  | HOLD |  |  |  | PTSC M&C | PTSC M&C - Onshore
3 | CVAT-I-LIT4501 | 250 | 1P |  | 1.0 |  | FL2 | GREY | OVE |  |  | 30 |  | 7.3 | 10.4 | LEVEL TRANSMITTER - MAGNETIC | CVAT-LIT-4501 | CVAT-SCD | T1 | M20S16 |  | HOLD | JUNCTION BOX | CVAT-IJB-0201 | CVAT-SCD | T1 | M20S16 |  | HOLD |  |  |  | PTSC M&C | PTSC M&C - Onshore
4 | CVAT-I-LIT4502 | 250 | 1P |  | 1.0 |  | FL2 | GREY | OVE |  |  | 30 |  | 7.3 | 10.4 | LEVEL TRANSMITTER - MAGNETIC | CVAT-LIT-4502 | CVAT-SCD | T1 | M20S16 |  | HOLD | JUNCTION BOX | CVAT-IJB-0201 | CVAT-SCD | T1 | M20S16 |  | HOLD |  |  |  | PTSC M&C | PTSC M&C - Onshore
5 | CVAT-I-PDIT3301 | 250 | 1P |  | 1.0 |  | FL2 | GREY | OVE |  |  | 30 |  | 7.3 | 10.4 | DIFF. PRESSURE TRANSMITTER | CVAT-PDIT-3301 | CVAT-SCD | T1 | M20S16 |  | HOLD | JUNCTION BOX | CVAT-IJB-0201 | CVAT-SCD | T1 | M20S16 |  | HOLD |  |  |  | PTSC M&C | PTSC M&C - Onshore
6 | CVAT-I-PDIT3302 | 250 | 1P |  | 1.0 |  | FL2 | GREY | OVE |  |  | 30 |  | 7.3 | 10.4 | DIFF. PRESSURE TRANSMITTER | CVAT-PDIT-3302 | CVAT-SCD | T1 | M20S16 |  | HOLD | JUNCTION BOX | CVAT-IJB-0201 | CVAT-SCD | T1 | M20S16 |  | HOLD |  |  |  | PTSC M&C | PTSC M&C - Onshore |  |  | FUTURE
7 | CVAT-I-PDIT0801 | 250 | 1P |  | 1.0 |  | FL2 | GREY | OVE |  |  | 30 |  | 7.3 | 10.4 | DIFF. PRESSURE TRANSMITTER | CVAT-PDIT-0801 | CVAT-SCD | T1 | M20S16 |  | HOLD | JUNCTION BOX | CVAT-IJB-0201 | CVAT-SCD | T1 | M20S16 |  | HOLD |  |  |  | PTSC M&C | PTSC M&C - Onshore |  |  | FUTURE
8 | CVAT-I-PDIT0802 | 250 | 1P |  | 1.0 |  | FL2 | GREY | OVE |  |  | 30 |  | 7.3 | 10.4 | DIFF. PRESSURE TRANSMITTER | CVAT-PDIT-0802 | CVAT-SCD | T1 | M20S16 |  | HOLD | JUNCTION BOX | CVAT-IJB-0201 | CVAT-SCD | T1 | M20S16 |  | HOLD |  |  |  | PTSC M&C | PTSC M&C - Onshore |  |  | FUTURE
9 | CVAT-I-PDIT0803 | 250 | 1P |  | 1.0 |  | FL2 | GREY | OVE |  |  | 30 |  | 7.3 | 10.4 | DIFF. PRESSURE TRANSMITTER | CVAT-PDIT-0803 | CVAT-SCD | T1 | M20S16 |  | HOLD | JUNCTION BOX | CVAT-IJB-0201 | CVAT-SCD | T1 | M20S16 |  | HOLD |  |  |  | PTSC M&C | PTSC M&C - Onshore |  |  | FUTURE
10 | CVAT-I-PDIT0804 | 250 | 1P |  | 1.0 |  | FL2 | GREY | OVE |  |  | 30 |  | 7.3 | 10.4 | DIFF. PRESSURE TRANSMITTER | CVAT-PDIT-0804 | CVAT-SCD | T1 | M20S16 |  | HOLD | JUNCTION BOX | CVAT-IJB-0201 | CVAT-SCD | T1 | M20S16 |  | HOLD |  |  |  | PTSC M&C | PTSC M&C - Onshore |  |  | FUTURE
11 | CVAT-I-PIT4201 | 250 | 1P |  | 1.0 |  | FL2 | GREY | OVE |  |  | 30 |  | 7.3 | 10.4 | PRESSURE TRANSMITTER | CVAT-PIT-4201 | CVAT-SCD | T1 | M20S16 |  | HOLD | JUNCTION BOX | CVAT-IJB-0201 | CVAT-SCD | T1 | M20S16 |  | HOLD |  |  |  | PTSC M&C | PTSC M&C - Onshore
12 | CVAT-I-TIT4201 | 250 | 1P |  | 1.0 |  | FL2 | GREY | OVE |  |  | 30 |  | 7.3 | 10.4 | TEMPERATURE TRANSMITTER | CVAT-TIT-4201 | CVAT-SCD | T1 | M20S16 |  | HOLD | JUNCTION BOX | CVAT-IJB-0201 | CVAT-SCD | T1 | M20S16 |  | HOLD |  |  |  | PTSC M&C | PTSC M&C - Onshore
13 | CVAT-I-LIT5801 | 250 | 1P |  | 1.0 |  | FL2 | GREY | OVE |  |  | 30 |  | 7.3 | 10.4 | LEVEL TRANSMITTER - DP TYPE | CVAT-LIT-5801 | CVAT-SCD | T1 | M20S16 |  | HOLD | JUNCTION BOX | CVAT-IJB-0201 | CVAT-SCD | T1 | M20S16 |  | HOLD |  |  |  | PTSC M&C | PTSC M&C - Onshore
14 | CVAT-I-PCV0801 | 250 | 1P |  | 1.0 |  | FL2 | GREY | OVE |  |  | 30 |  | 7.3 | 10.4 | CONTROL VALVE - PRESSURE | CVAT-PCV-0801 | CVAT-SCD | T1 | M20S16 |  | HOLD | JUNCTION BOX | CVAT-IJB-0201 | CVAT-SCD | T1 | M20S16 |  | HOLD |  |  |  | PTSC M&C | PTSC M&C - Onshore |  |  | FUTURE
15 | CVAT-I-IJB0202 | 250 | 20P |  | 1.0 |  | FL2 | GREY | OVE |  |  | 60 |  | 23.3 | 27.2 | JUNCTION BOX | CVAT-IJB-0202 | CVAT-SCD | T1 | M32 |  | HOLD | PCS MARSHALLING CABINET | HOLD 1 | CVAT-EIR | T1 | M32 |  | HOLD |  |  |  | PTSC M&C | PTSC M&C - Onshore
16 | CVAT-I-SZSO/C0801 | 250 | 2P |  | 1.0 |  | FL2 | GREY | OVE |  |  | 30 |  | 10.8 | 14 | OPEN & CLOSE STATUS VALVE | CVAT-SZSO/SZSC-0801 | CVAT-SCD | T1 | M20S |  | HOLD | JUNCTION BOX | CVAT-IJB-0202 | CVAT-SCD | T1 | M20S |  | HOLD |  |  |  | PTSC M&C | PTSC M&C - Onshore
17 | CVAT-I-SZSP0801 | 250 | 1P |  | 1.0 |  | FL2 | GREY | OVE |  |  | 30 |  | 26.5 | 30.6 | PARTIAL STROKE CLOSED STATUS | CVAT-SZSP-0801 | CVAT-SCD | T1 | M40 |  | HOLD | JUNCTION BOX | CVAT-IJB-0202 | CVAT-SCD | T1 | M40 |  | HOLD |  |  |  | PTSC M&C | PTSC M&C - Onshore
18 | CVAT-I-PB0801 | 250 | 1P |  | 1.0 |  | FL2 | GREY | OVE |  |  | 30 |  | 26.5 | 30.6 | VALVE LOCAL PST BUTTON | CVAT-PB-0801 | CVAT-SCD | T1 | M40 |  | HOLD | JUNCTION BOX | CVAT-IJB-0202 | CVAT-SCD | T1 | M40 |  | HOLD |  |  |  | PTSC M&C | PTSC M&C - Onshore
19 | CVAT-I-SZSO/C0802 | 250 | 2P |  | 1.0 |  | FL2 | GREY | OVE |  |  | 30 |  | 26.5 | 30.6 | OPEN & CLOSE STATUS VALVE | CVAT-SZSO/SZSC-0802 | CVAT-SCD | T1 | M40 |  | HOLD | JUNCTION BOX | CVAT-IJB-0202 | CVAT-SCD | T1 | M40 |  | HOLD |  |  |  | PTSC M&C | PTSC M&C - Onshore |  |  | FUTURE
20 | CVAT-I-SZSP0802 | 250 | 1P |  | 1.0 |  | FL2 | GREY | OVE |  |  | 30 |  | 26.5 | 30.6 | PARTIAL STROKE CLOSED STATUS | CVAT-SZSP-0802 | CVAT-SCD | T1 | M40 |  | HOLD | JUNCTION BOX | CVAT-IJB-0202 | CVAT-SCD | T1 | M40 |  | HOLD |  |  |  | PTSC M&C | PTSC M&C - Onshore |  |  | FUTURE
21 | CVAT-I-PB0802 | 250 | 1P |  | 1.0 |  | FL2 | GREY | OVE |  |  | 30 |  | 26.5 | 30.6 | VALVE LOCAL PST BUTTON | CVAT-PB-0802 | CVAT-SCD | T1 | M40 |  | HOLD | JUNCTION BOX | CVAT-IJB-0202 | CVAT-SCD | T1 | M40 |  | HOLD |  |  |  | PTSC M&C | PTSC M&C - Onshore |  |  | FUTURE
22 | CVAT-I-SZSO/C0803 | 250 | 2P |  | 1.0 |  | FL2 | GREY | OVE |  |  | 30 |  | 26.5 | 30.6 | OPEN & CLOSE STATUS VALVE | CVAT-SZSO/SZSC-0803 | CVAT-SCD | T1 | M40 |  | HOLD | JUNCTION BOX | CVAT-IJB-0202 | CVAT-SCD | T1 | M40 |  | HOLD |  |  |  | PTSC M&C | PTSC M&C - Onshore |  |  | FUTURE
23 | CVAT-I-XZSO/C4003 | 250 | 2P |  | 1.0 |  | FL2 | GREY | OVE |  |  | 30 |  | 26.5 | 30.6 | PARTIAL STROKE CLOSED STATUS | CVAT-XZSO/XZSC-4003 | CVAT-SCD | T1 | M40 |  | HOLD | JUNCTION BOX | CVAT-IJB-0202 | CVAT-SCD | T1 | M40 |  | HOLD |  |  |  | PTSC M&C | PTSC M&C - Onshore
24 | CVAT-I-XZSO/C4004 | 250 | 2P |  | 1.0 |  | FL2 | GREY | OVE |  |  | 30 |  | 10.8 | 14 | OPEN & CLOSE STATUS VALVE | CVAT-XZSO/XZSC-4004 | CVAT-SCD | T1 | M20S |  | HOLD | JUNCTION BOX | CVAT-IJB-0202 | CVAT-SCD | T1 | M20S |  | HOLD |  |  |  | PTSC M&C | PTSC M&C - Onshore
25 | CVAT-I-SZSO/C0804 | 250 | 2P |  | 1.0 |  | FL2 | GREY | OVE |  |  | 30 |  | 10.8 | 14 | OPEN & CLOSE STATUS VALVE | CVAT-SZSO/SZSC-0804 | CVAT-SCD | T1 | M20S |  | HOLD | JUNCTION BOX | CVAT-IJB-0202 | CVAT-SCD | T1 | M20S |  | HOLD |  |  |  | PTSC M&C | PTSC M&C - Onshore |  |  | FUTURE
26 | CVAT-I-SZSP0804 | 250 | 1P |  | 1.0 |  | FL2 | GREY | OVE |  |  | 30 |  | 7.3 | 10.4 | PARTIAL STROKE CLOSED STATUS | CVAT-SZSP-0804 | CVAT-SCD | T1 | M20S16 |  | HOLD | JUNCTION BOX | CVAT-IJB-0202 | CVAT-SCD | T1 | M20S16 |  | HOLD |  |  |  | PTSC M&C | PTSC M&C - Onshore |  |  | FUTURE
27 | CVAT-I-PB0804 | 250 | 1P |  | 1.0 |  | FL2 | GREY | OVE |  |  | 30 |  | 7.3 | 10.4 | VALVE LOCAL PST BUTTON | CVAT-PB-0804 | CVAT-SCD | T1 | M20S16 |  | HOLD | JUNCTION BOX | CVAT-IJB-0202 | CVAT-SCD | T1 | M20S16 |  | HOLD |  |  |  | PTSC M&C | PTSC M&C - Onshore |  |  | FUTURE
28 | CVAT-I-IJB0203 | 250 | 24P |  | 1.0 |  | FL2 | GREY | OVE |  |  | 60 |  | 26.5 | 30.6 | JUNCTION BOX | CVAT-IJB-0203 | CVAT-SCD | T1 | M40 |  | HOLD | PCS MARSHALLING CABINET | HOLD 1 | CVAT-EIR | T1 | M40 |  | HOLD |  |  |  | PTSC M&C | PTSC M&C - Onshore |  |  | FUTURE
29 | CVAT-I-SZSO/C0805 | 250 | 2P |  | 1.0 |  | FL2 | GREY | OVE |  |  | 30 |  | 10.8 | 14 | OPEN & CLOSE STATUS VALVE | CVAT-SZSO/SZSC-0805 | CVAT-SCD | T1 | M20S |  | HOLD | JUNCTION BOX | CVAT-IJB-0203 | CVAT-SCD | T1 | M20S |  | HOLD |  |  |  | PTSC M&C | PTSC M&C - Onshore |  |  | FUTURE
30 | CVAT-I-SZSP0805 | 250 | 1P |  | 1.0 |  | FL2 | GREY | OVE |  |  | 30 |  | 7.3 | 10.4 | PARTIAL STROKE CLOSED STATUS | CVAT-SZSP-0805 | CVAT-SCD | T1 | M20S16 |  | HOLD | JUNCTION BOX | CVAT-IJB-0203 | CVAT-SCD | T1 | M20S16 |  | HOLD |  |  |  | PTSC M&C | PTSC M&C - Onshore |  |  | FUTURE
31 | CVAT-I-PB0805 | 250 | 1P |  | 1.0 |  | FL2 | GREY | OVE |  |  | 30 |  | 7.3 | 10.4 | VALVE LOCAL PST BUTTON | CVAT-PB-0805 | CVAT-SCD | T1 | M20S16 |  | HOLD | JUNCTION BOX | CVAT-IJB-0203 | CVAT-SCD | T1 | M20S16 |  | HOLD |  |  |  | PTSC M&C | PTSC M&C - Onshore |  |  | FUTURE
32 | CVAT-I-SZSO/C0806 | 250 | 2P |  | 1.0 |  | FL2 | GREY | OVE |  |  | 30 |  | 10.8 | 14 | OPEN & CLOSE STATUS VALVE | CVAT-SZSO/SZSC-0806 | CVAT-SCD | T1 | M20S |  | HOLD | JUNCTION BOX | CVAT-IJB-0203 | CVAT-SCD | T1 | M20S |  | HOLD |  |  |  | PTSC M&C | PTSC M&C - Onshore |  |  | FUTURE
33 | CVAT-I-SZSO/C0807 | 250 | 2P |  | 1.0 |  | FL2 | GREY | OVE |  |  | 30 |  | 10.8 | 14 | OPEN & CLOSE STATUS VALVE | CVAT-SZSO/SZSC-0807 | CVAT-SCD | T1 | M20S |  | HOLD | JUNCTION BOX | CVAT-IJB-0203 | CVAT-SCD | T1 | M20S |  | HOLD |  |  |  | PTSC M&C | PTSC M&C - Onshore |  |  | FUTURE
34 | CVAT-I-SZSP0807 | 250 | 1P |  | 1.0 |  | FL2 | GREY | OVE |  |  | 30 |  | 7.3 | 10.4 | PARTIAL STROKE CLOSED STATUS | CVAT-SZSP-0807 | CVAT-SCD | T1 | M20S16 |  | HOLD | JUNCTION BOX | CVAT-IJB-0203 | CVAT-SCD | T1 | M20S16 |  | HOLD |  |  |  | PTSC M&C | PTSC M&C - Onshore |  |  | FUTURE
35 | CVAT-I-PB0807 | 250 | 1P |  | 1.0 |  | FL2 | GREY | OVE |  |  | 30 |  | 7.3 | 10.4 | VALVE LOCAL PST BUTTON | CVAT-PB-0807 | CVAT-SCD | T1 | M20S16 |  | HOLD | JUNCTION BOX | CVAT-IJB-0203 | CVAT-SCD | T1 | M20S16 |  | HOLD |  |  |  | PTSC M&C | PTSC M&C - Onshore |  |  | FUTURE
36 | CVAT-I-SZSO/C0808 | 250 | 2P |  | 1.0 |  | FL2 | GREY | OVE |  |  | 30 |  | 10.8 | 14 | OPEN & CLOSE STATUS VALVE | CVAT-SZSO/SZSC-0808 | CVAT-SCD | T1 | M20S |  | HOLD | JUNCTION BOX | CVAT-IJB-0203 | CVAT-SCD | T1 | M20S |  | HOLD |  |  |  | PTSC M&C | PTSC M&C - Onshore |  |  | FUTURE
37 | CVAT-I-SZSO/C0809 | 250 | 2P |  | 1.0 |  | FL2 | GREY | OVE |  |  | 30 |  | 10.8 | 14 | OPEN & CLOSE STATUS VALVE | CVAT-SZSO/SZSC-0809 | CVAT-SCD | T1 | M20S |  | HOLD | JUNCTION BOX | CVAT-IJB-0203 | CVAT-SCD | T1 | M20S |  | HOLD |  |  |  | PTSC M&C | PTSC M&C - Onshore |  |  | FUTURE
38 | CVAT-I-SZSP0809 | 250 | 1P |  | 1.0 |  | FL2 | GREY | OVE |  |  | 30 |  | 7.3 | 10.4 | PARTIAL STROKE CLOSED STATUS | CVAT-SZSP-0809 | CVAT-SCD | T1 | M20S16 |  | HOLD | JUNCTION BOX | CVAT-IJB-0203 | CVAT-SCD | T1 | M20S16 |  | HOLD |  |  |  | PTSC M&C | PTSC M&C - Onshore |  |  | FUTURE
39 | CVAT-I-PB0809 | 250 | 1P |  | 1.0 |  | FL2 | GREY | OVE |  |  | 30 |  | 7.3 | 10.4 | VALVE LOCAL PST BUTTON | CVAT-PB-0809 | CVAT-SCD | T1 | M20S16 |  | HOLD | JUNCTION BOX | CVAT-IJB-0203 | CVAT-SCD | T1 | M20S16 |  | HOLD |  |  |  | PTSC M&C | PTSC M&C - Onshore |  |  | FUTURE
40 | CVAT-I-SZSO/C0810 | 250 | 2P |  | 1.0 |  | FL2 | GREY | OVE |  |  | 30 |  | 10.8 | 14 | OPEN & CLOSE STATUS VALVE | CVAT-SZSO/SZSC-0810 | CVAT-SCD | T1 | M20S |  | HOLD | JUNCTION BOX | CVAT-IJB-0203 | CVAT-SCD | T1 | M20S |  | HOLD |  |  |  | PTSC M&C | PTSC M&C - Onshore |  |  | FUTURE
41 | CVAT-I-SZSO/C0821 | 250 | 2P |  | 1.0 |  | FL2 | GREY | OVE |  |  | 30 |  | 10.8 | 14 | OPEN & CLOSE STATUS VALVE | CVAT-SZSO/SZSC-0821 | CVAT-SCD | T1 | M20S |  | HOLD | JUNCTION BOX | CVAT-IJB-0203 | CVAT-SCD | T1 | M20S |  | HOLD |  |  |  | PTSC M&C | PTSC M&C - Onshore |  |  | FUTURE
42 | CVAT-I-XZSP0821 | 250 | 1P |  | 1.0 |  | FL2 | GREY | OVE |  |  | 30 |  | 7.3 | 10.4 | PARTIAL STROKE CLOSED STATUS | CVAT-XZSP-0821 | CVAT-SCD | T1 | M20S16 |  | HOLD | JUNCTION BOX | CVAT-IJB-0203 | CVAT-SCD | T1 | M20S16 |  | HOLD |  |  |  | PTSC M&C | PTSC M&C - Onshore |  |  | FUTURE
43 | CVAT-I-PB0821 | 250 | 1P |  | 1.0 |  | FL2 | GREY | OVE |  |  | 30 |  | 7.3 | 10.4 | VALVE LOCAL PST BUTTON | CVAT-PB-0821 | CVAT-SCD | T1 | M20S16 |  | HOLD | JUNCTION BOX | CVAT-IJB-0203 | CVAT-SCD | T1 | M20S16 |  | HOLD |  |  |  | PTSC M&C | PTSC M&C - Onshore |  |  | FUTURE
44 | CVAT-I-IJB0301 | 250 | 24P |  | 1.0 |  | FL2 | GREY | OVE |  |  | 60 |  | 26.5 | 30.6 | JUNCTION BOX | CVAT-IJB-0301 | CVAT-CD | T1 | M40 |  | HOLD | PCS MARSHALLING CABINET | HOLD 1 | CVAT-EIR | T1 | M40 |  | HOLD |  |  |  | PTSC M&C | PTSC M&C - Onshore
45 | CVAT-I-XZSO/C0601 | 250 | 2P |  | 1.0 |  | FL2 | GREY | OVE |  |  | 30 |  | 10.8 | 14 | OPEN & CLOSE STATUS VALVE | CVAT-XZSO/XZSC-0601 | CVAT-CD | T1 | M20S |  | HOLD | JUNCTION BOX | CVAT-IJB-0301 | CVAT-CD | T1 | M20S |  | HOLD |  |  |  | PTSC M&C | PTSC M&C - Onshore
46 | CVAT-I-XZSO/C0602 | 250 | 2P |  | 1.0 |  | FL2 | GREY | OVE |  |  | 30 |  | 10.8 | 14 | OPEN & CLOSE STATUS VALVE | CVAT-XZSO/XZSC-0602 | CVAT-CD | T1 | M20S |  | HOLD | JUNCTION BOX | CVAT-IJB-0301 | CVAT-CD | T1 | M20S |  | HOLD |  |  |  | PTSC M&C | PTSC M&C - Onshore
47 | CVAT-I-XZSO/C0606 | 250 | 2P |  | 1.0 |  | FL2 | GREY | OVE |  |  | 30 |  | 10.8 | 14 | OPEN & CLOSE STATUS VALVE | CVAT-XZSO/XZSC-0606 | CVAT-CD | T1 | M20S |  | HOLD | JUNCTION BOX | CVAT-IJB-0301 | CVAT-CD | T1 | M20S |  | HOLD |  |  |  | PTSC M&C | PTSC M&C - Onshore
48 | CVAT-I-XZSO/C0607 | 250 | 2P |  | 1.0 |  | FL2 | GREY | OVE |  |  | 30 |  | 10.8 | 14 | OPEN & CLOSE STATUS VALVE | CVAT-XZSO/XZSC-0607 | CVAT-CD | T1 | M20S |  | HOLD | JUNCTION BOX | CVAT-IJB-0301 | CVAT-CD | T1 | M20S |  | HOLD |  |  |  | PTSC M&C | PTSC M&C - Onshore
49 | CVAT-I-XZSO/C0611 | 250 | 2P |  | 1.0 |  | FL2 | GREY | OVE |  |  | 30 |  | 10.8 | 14 | OPEN & CLOSE STATUS VALVE | CVAT-XZSO/XZSC-0611 | CVAT-CD | T1 | M20S |  | HOLD | JUNCTION BOX | CVAT-IJB-0301 | CVAT-CD | T1 | M20S |  | HOLD |  |  |  | PTSC M&C | PTSC M&C - Onshore
50 | CVAT-I-XZSO/C0612 | 250 | 2P |  | 1.0 |  | FL2 | GREY | OVE |  |  | 30 |  | 10.8 | 14 | OPEN & CLOSE STATUS VALVE | CVAT-XZSO/XZSC-0612 | CVAT-CD | T1 | M20S |  | HOLD | JUNCTION BOX | CVAT-IJB-0301 | CVAT-CD | T1 | M20S |  | HOLD |  |  |  | PTSC M&C | PTSC M&C - Onshore
51 | CVAT-I-XZSO/C0616 | 250 | 2P |  | 1.0 |  | FL2 | GREY | OVE |  |  | 30 |  | 10.8 | 14 | OPEN & CLOSE STATUS VALVE | CVAT-XZSO/XZSC-0616 | CVAT-CD | T1 | M20S |  | HOLD | JUNCTION BOX | CVAT-IJB-0301 | CVAT-CD | T1 | M20S |  | HOLD |  |  |  | PTSC M&C | PTSC M&C - Onshore
52 | CVAT-I-XZSO/C0617 | 250 | 2P |  | 1.0 |  | FL2 | GREY | OVE |  |  | 30 |  | 10.8 | 14 | OPEN & CLOSE STATUS VALVE | CVAT-XZSO/XZSC-0617 | CVAT-CD | T1 | M20S |  | HOLD | JUNCTION BOX | CVAT-IJB-0301 | CVAT-CD | T1 | M20S |  | HOLD |  |  |  | PTSC M&C | PTSC M&C - Onshore
53 | CVAT-I-XZSO/C0619 | 250 | 2P |  | 1.0 |  | FL2 | GREY | OVE |  |  | 30 |  | 10.8 | 14 | OPEN & CLOSE STATUS VALVE | CVAT-XZSO/XZSC-0619 | CVAT-CD | T1 | M20S |  | HOLD | JUNCTION BOX | CVAT-IJB-0301 | CVAT-CD | T1 | M20S |  | HOLD |  |  |  | PTSC M&C | PTSC M&C - Onshore
54 | CVAT-I-XZSO/C0620 | 250 | 2P |  | 1.0 |  | FL2 | GREY | OVE |  |  | 30 |  | 10.8 | 14 | OPEN & CLOSE STATUS VALVE | CVAT-XZSO/XZSC-0620 | CVAT-CD | T1 | M20S |  | HOLD | JUNCTION BOX | CVAT-IJB-0301 | CVAT-CD | T1 | M20S |  | HOLD |  |  |  | PTSC M&C | PTSC M&C - Onshore
55 | CVAT-I-IJB0302 | 250 | 24P |  | 1.0 |  | FL2 | GREY | OVE |  |  | 60 |  | 26.5 | 30.6 | JUNCTION BOX | CVAT-IJB-0302 | CVAT-CD | T1 | M40 |  | HOLD | PCS MARSHALLING CABINET | HOLD 1 | CVAT-EIR | T1 | M40 |  | HOLD |  |  |  | PTSC M&C | PTSC M&C - Onshore
56 | CVAT-I-XZSO/C0603 | 250 | 2P |  | 1.0 |  | FL2 | GREY | OVE |  |  | 30 |  | 10.8 | 14 | OPEN & CLOSE STATUS VALVE | CVAT-XZSO/XZSC-0603 | CVAT-CD | T1 | M20S |  | HOLD | JUNCTION BOX | CVAT-IJB-0302 | CVAT-CD | T1 | M20S |  | HOLD |  |  |  | PTSC M&C | PTSC M&C - Onshore
57 | CVAT-I-XZSO/C0604 | 250 | 2P |  | 1.0 |  | FL2 | GREY | OVE |  |  | 30 |  | 10.8 | 14 | OPEN & CLOSE STATUS VALVE | CVAT-XZSO/XZSC-0604 | CVAT-CD | T1 | M20S |  | HOLD | JUNCTION BOX | CVAT-IJB-0302 | CVAT-CD | T1 | M20S |  | HOLD |  |  |  | PTSC M&C | PTSC M&C - Onshore
58 | CVAT-I-XZSO/C0605 | 250 | 2P |  | 1.0 |  | FL2 | GREY | OVE |  |  | 30 |  | 10.8 | 14 | OPEN & CLOSE STATUS VALVE | CVAT-XZSO/XZSC-0605 | CVAT-CD | T1 | M20S |  | HOLD | JUNCTION BOX | CVAT-IJB-0302 | CVAT-CD | T1 | M20S |  | HOLD |  |  |  | PTSC M&C | PTSC M&C - Onshore
59 | CVAT-I-XZSO/C0608 | 250 | 2P |  | 1.0 |  | FL2 | GREY | OVE |  |  | 30 |  | 10.8 | 14 | OPEN & CLOSE STATUS VALVE | CVAT-XZSO/XZSC-0608 | CVAT-CD | T1 | M20S |  | HOLD | JUNCTION BOX | CVAT-IJB-0302 | CVAT-CD | T1 | M20S |  | HOLD |  |  |  | PTSC M&C | PTSC M&C - Onshore
60 | CVAT-I-XZSO/C0609 | 250 | 2P |  | 1.0 |  | FL2 | GREY | OVE |  |  | 30 |  | 10.8 | 14 | OPEN & CLOSE STATUS VALVE | CVAT-XZSO/XZSC-0609 | CVAT-CD | T1 | M20S |  | HOLD | JUNCTION BOX | CVAT-IJB-0302 | CVAT-CD | T1 | M20S |  | HOLD |  |  |  | PTSC M&C | PTSC M&C - Onshore
61 | CVAT-I-XZSO/C0610 | 250 | 2P |  | 1.0 |  | FL2 | GREY | OVE |  |  | 30 |  | 10.8 | 14 | OPEN & CLOSE STATUS VALVE | CVAT-XZSO/XZSC-0610 | CVAT-CD | T1 | M20S |  | HOLD | JUNCTION BOX | CVAT-IJB-0302 | CVAT-CD | T1 | M20S |  | HOLD |  |  |  | PTSC M&C | PTSC M&C - Onshore
62 | CVAT-I-XZSO/C0613 | 250 | 2P |  | 1.0 |  | FL2 | GREY | OVE |  |  | 30 |  | 10.8 | 14 | OPEN & CLOSE STATUS VALVE | CVAT-XZSO/XZSC-0613 | CVAT-CD | T1 | M20S |  | HOLD | JUNCTION BOX | CVAT-IJB-0302 | CVAT-CD | T1 | M20S |  | HOLD |  |  |  | PTSC M&C | PTSC M&C - Onshore
63 | CVAT-I-XZSO/C0614 | 250 | 2P |  | 1.0 |  | FL2 | GREY | OVE |  |  | 30 |  | 10.8 | 14 | OPEN & CLOSE STATUS VALVE | CVAT-XZSO/XZSC-0614 | CVAT-CD | T1 | M20S |  | HOLD | JUNCTION BOX | CVAT-IJB-0302 | CVAT-CD | T1 | M20S |  | HOLD |  |  |  | PTSC M&C | PTSC M&C - Onshore
64 | CVAT-I-XZSO/C0615 | 250 | 2P |  | 1.0 |  | FL2 | GREY | OVE |  |  | 30 |  | 10.8 | 14 | OPEN & CLOSE STATUS VALVE | CVAT-XZSO/XZSC-0615 | CVAT-CD | T1 | M20S |  | HOLD | JUNCTION BOX | CVAT-IJB-0302 | CVAT-CD | T1 | M20S |  | HOLD |  |  |  | PTSC M&C | PTSC M&C - Onshore
65 | CVAT-I-XZSO/C0618 | 250 | 2P |  | 1.0 |  | FL2 | GREY | OVE |  |  | 30 |  | 10.8 | 14 | OPEN & CLOSE STATUS VALVE | CVAT-XZSO/XZSC-0618 | CVAT-CD | T1 | M20S |  | HOLD | JUNCTION BOX | CVAT-IJB-0302 | CVAT-CD | T1 | M20S |  | HOLD |  |  |  | PTSC M&C | PTSC M&C - Onshore
66 | CVAT-I-IJB0303 | 250 | 24P |  | 1.0 |  | FL2 | GREY | OVE |  |  | 60 |  | 26.5 | 30.6 | JUNCTION BOX | CVAT-IJB-0303 | CVAT-CD | T1 | M40 |  | HOLD | PCS MARSHALLING CABINET | HOLD 1 | CVAT-EIR | T1 | M40 |  | HOLD |  |  |  | PTSC M&C | PTSC M&C - Onshore
67 | CVAT-I-XZSO/C0801 | 250 | 2P |  | 1.0 |  | FL2 | GREY | OVE |  |  | 30 |  | 10.8 | 14 | OPEN & CLOSE STATUS VALVE | CVAT-XZSO/XZSC-0801 | CVAT-CD | T1 | M20S |  | HOLD | JUNCTION BOX | CVAT-IJB-0303 | CVAT-CD | T1 | M20S |  | HOLD |  |  |  | PTSC M&C | PTSC M&C - Onshore
68 | CVAT-I-XZSO/C0802 | 250 | 2P |  | 1.0 |  | FL2 | GREY | OVE |  |  | 30 |  | 10.8 | 14 | OPEN & CLOSE STATUS VALVE | CVAT-XZSO/XZSC-0802 | CVAT-CD | T1 | M20S |  | HOLD | JUNCTION BOX | CVAT-IJB-0303 | CVAT-CD | T1 | M20S |  | HOLD |  |  |  | PTSC M&C | PTSC M&C - Onshore
69 | CVAT-I-XZSO/C0806 | 250 | 2P |  | 1.0 |  | FL2 | GREY | OVE |  |  | 30 |  | 10.8 | 14 | OPEN & CLOSE STATUS VALVE | CVAT-XZSO/XZSC-0806 | CVAT-CD | T1 | M20S |  | HOLD | JUNCTION BOX | CVAT-IJB-0303 | CVAT-CD | T1 | M20S |  | HOLD |  |  |  | PTSC M&C | PTSC M&C - Onshore
70 | CVAT-I-XZSO/C0807 | 250 | 2P |  | 1.0 |  | FL2 | GREY | OVE |  |  | 30 |  | 10.8 | 14 | OPEN & CLOSE STATUS VALVE | CVAT-XZSO/XZSC-0807 | CVAT-CD | T1 | M20S |  | HOLD | JUNCTION BOX | CVAT-IJB-0303 | CVAT-CD | T1 | M20S |  | HOLD |  |  |  | PTSC M&C | PTSC M&C - Onshore
71 | CVAT-I-XZSO/C0811 | 250 | 2P |  | 1.0 |  | FL2 | GREY | OVE |  |  | 30 |  | 10.8 | 14 | OPEN & CLOSE STATUS VALVE | CVAT-XZSO/XZSC-0811 | CVAT-CD | T1 | M20S |  | HOLD | JUNCTION BOX | CVAT-IJB-0303 | CVAT-CD | T1 | M20S |  | HOLD |  |  |  | PTSC M&C | PTSC M&C - Onshore
72 | CVAT-I-XZSO/C0812 | 250 | 2P |  | 1.0 |  | FL2 | GREY | OVE |  |  | 30 |  | 10.8 | 14 | OPEN & CLOSE STATUS VALVE | CVAT-XZSO/XZSC-0812 | CVAT-CD | T1 | M20S |  | HOLD | JUNCTION BOX | CVAT-IJB-0303 | CVAT-CD | T1 | M20S |  | HOLD |  |  |  | PTSC M&C | PTSC M&C - Onshore
73 | CVAT-I-XZSO/C0816 | 250 | 2P |  | 1.0 |  | FL2 | GREY | OVE |  |  | 30 |  | 10.8 | 14 | OPEN & CLOSE STATUS VALVE | CVAT-XZSO/XZSC-0816 | CVAT-CD | T1 | M20S |  | HOLD | JUNCTION BOX | CVAT-IJB-0303 | CVAT-CD | T1 | M20S |  | HOLD |  |  |  | PTSC M&C | PTSC M&C - Onshore
74 | CVAT-I-XZSO/C0817 | 250 | 2P |  | 1.0 |  | FL2 | GREY | OVE |  |  | 30 |  | 10.8 | 14 | OPEN & CLOSE STATUS VALVE | CVAT-XZSO/XZSC-0817 | CVAT-CD | T1 | M20S |  | HOLD | JUNCTION BOX | CVAT-IJB-0303 | CVAT-CD | T1 | M20S |  | HOLD |  |  |  | PTSC M&C | PTSC M&C - Onshore
75 | CVAT-I-XZSO/C0819 | 250 | 2P |  | 1.0 |  | FL2 | GREY | OVE |  |  | 30 |  | 10.8 | 14 | OPEN & CLOSE STATUS VALVE | CVAT-XZSO/XZSC-0819 | CVAT-CD | T1 | M20S |  | HOLD | JUNCTION BOX | CVAT-IJB-0303 | CVAT-CD | T1 | M20S |  | HOLD |  |  |  | PTSC M&C | PTSC M&C - Onshore
76 | CVAT-I-XZSO/C0820 | 250 | 2P |  | 1.0 |  | FL2 | GREY | OVE |  |  | 30 |  | 10.8 | 14 | OPEN & CLOSE STATUS VALVE | CVAT-XZSO/XZSC-0820 | CVAT-CD | T1 | M20S |  | HOLD | JUNCTION BOX | CVAT-IJB-0303 | CVAT-CD | T1 | M20S |  | HOLD |  |  |  | PTSC M&C | PTSC M&C - Onshore
77 | CVAT-I-IJB0304 | 250 | 24P |  | 1.0 |  | FL2 | GREY | OVE |  |  | 60 |  | 26.5 | 30.6 | JUNCTION BOX | CVAT-IJB-0304 | CVAT-CD | T1 | M40 |  | HOLD | PCS MARSHALLING CABINET | HOLD 1 | CVAT-EIR | T1 | M40 |  | HOLD |  |  |  | PTSC M&C | PTSC M&C - Onshore
78 | CVAT-I-XZSO/C0803 | 250 | 2P |  | 1.0 |  | FL2 | GREY | OVE |  |  | 30 |  | 10.8 | 14 | OPEN & CLOSE STATUS VALVE | CVAT-XZSO/XZSC-0803 | CVAT-CD | T1 | M20S |  | HOLD | JUNCTION BOX | CVAT-IJB-0304 | CVAT-CD | T1 | M20S |  | HOLD |  |  |  | PTSC M&C | PTSC M&C - Onshore
79 | CVAT-I-XZSO/C0804 | 250 | 2P |  | 1.0 |  | FL2 | GREY | OVE |  |  | 30 |  | 10.8 | 14 | OPEN & CLOSE STATUS VALVE | CVAT-XZSO/XZSC-0804 | CVAT-CD | T1 | M20S |  | HOLD | JUNCTION BOX | CVAT-IJB-0304 | CVAT-CD | T1 | M20S |  | HOLD |  |  |  | PTSC M&C | PTSC M&C - Onshore
80 | CVAT-I-XZSO/C0805 | 250 | 2P |  | 1.0 |  | FL2 | GREY | OVE |  |  | 30 |  | 10.8 | 14 | OPEN & CLOSE STATUS VALVE | CVAT-XZSO/XZSC-0805 | CVAT-CD | T1 | M20S |  | HOLD | JUNCTION BOX | CVAT-IJB-0304 | CVAT-CD | T1 | M20S |  | HOLD |  |  |  | PTSC M&C | PTSC M&C - Onshore
81 | CVAT-I-XZSO/C0808 | 250 | 2P |  | 1.0 |  | FL2 | GREY | OVE |  |  | 30 |  | 10.8 | 14 | OPEN & CLOSE STATUS VALVE | CVAT-XZSO/XZSC-0808 | CVAT-CD | T1 | M20S |  | HOLD | JUNCTION BOX | CVAT-IJB-0304 | CVAT-CD | T1 | M20S |  | HOLD |  |  |  | PTSC M&C | PTSC M&C - Onshore
82 | CVAT-I-XZSO/C0809 | 250 | 2P |  | 1.0 |  | FL2 | GREY | OVE |  |  | 30 |  | 10.8 | 14 | OPEN & CLOSE STATUS VALVE | CVAT-XZSO/XZSC-0809 | CVAT-CD | T1 | M20S |  | HOLD | JUNCTION BOX | CVAT-IJB-0304 | CVAT-CD | T1 | M20S |  | HOLD |  |  |  | PTSC M&C | PTSC M&C - Onshore
83 | CVAT-I-XZSO/C0810 | 250 | 2P |  | 1.0 |  | FL2 | GREY | OVE |  |  | 30 |  | 10.8 | 14 | OPEN & CLOSE STATUS VALVE | CVAT-XZSO/XZSC-0810 | CVAT-CD | T1 | M20S |  | HOLD | JUNCTION BOX | CVAT-IJB-0304 | CVAT-CD | T1 | M20S |  | HOLD |  |  |  | PTSC M&C | PTSC M&C - Onshore
84 | CVAT-I-XZSO/C0813 | 250 | 2P |  | 1.0 |  | FL2 | GREY | OVE |  |  | 30 |  | 10.8 | 14 | OPEN & CLOSE STATUS VALVE | CVAT-XZSO/XZSC-0813 | CVAT-CD | T1 | M20S |  | HOLD | JUNCTION BOX | CVAT-IJB-0304 | CVAT-CD | T1 | M20S |  | HOLD |  |  |  | PTSC M&C | PTSC M&C - Onshore
85 | CVAT-I-XZSO/C0814 | 250 | 2P |  | 1.0 |  | FL2 | GREY | OVE |  |  | 30 |  | 10.8 | 14 | OPEN & CLOSE STATUS VALVE | CVAT-XZSO/XZSC-0814 | CVAT-CD | T1 | M20S |  | HOLD | JUNCTION BOX | CVAT-IJB-0304 | CVAT-CD | T1 | M20S |  | HOLD |  |  |  | PTSC M&C | PTSC M&C - Onshore
86 | CVAT-I-XZSO/C0815 | 250 | 2P |  | 1.0 |  | FL2 | GREY | OVE |  |  | 30 |  | 10.8 | 14 | OPEN & CLOSE STATUS VALVE | CVAT-XZSO/XZSC-0815 | CVAT-CD | T1 | M20S |  | HOLD | JUNCTION BOX | CVAT-IJB-0304 | CVAT-CD | T1 | M20S |  | HOLD |  |  |  | PTSC M&C | PTSC M&C - Onshore
87 | CVAT-I-XZSO/C0818 | 250 | 2P |  | 1.0 |  | FL2 | GREY | OVE |  |  | 30 |  | 10.8 | 14 | OPEN & CLOSE STATUS VALVE | CVAT-XZSO/XZSC-0818 | CVAT-CD | T1 | M20S |  | HOLD | JUNCTION BOX | CVAT-IJB-0304 | CVAT-CD | T1 | M20S |  | HOLD |  |  |  | PTSC M&C | PTSC M&C - Onshore
88 | CVAT-I-IJB0305 | 250 | 12P |  | 1.0 |  | FL4 | GREY | IND & OVE |  |  | 60 |  | 20.8 | 24.7 | JUNCTION BOX | CVAT-IJB-0305 | CVAT-CD | T1 | M32 |  | HOLD | PCS MARSHALLING CABINET | HOLD 1 | CVAT-EIR | T1 | M32 |  | HOLD |  |  |  | PTSC M&C | PTSC M&C - Onshore
89 | CVAT-I-LIT4001 | 250 | 1P |  | 1.0 |  | FL2 | GREY | OVE |  |  | 30 |  | 7.3 | 10.4 | LEVEL TRANSMITTER - MAGNETIC | CVAT-LIT-4001 | CVAT-CD | T1 | M20S16 |  | HOLD | JUNCTION BOX | CVAT-IJB-0305 | CVAT-CD | T1 | M20S16 |  | HOLD |  |  |  | PTSC M&C | PTSC M&C - Onshore
90 | CVAT-I-LIT4102 | 250 | 1P |  | 1.0 |  | FL2 | GREY | OVE |  |  | 30 |  | 7.3 | 10.4 | LEVEL TRANSMITTER - MAGNETIC | CVAT-LIT-4102 | CVAT-CD | T1 | M20S16 |  | HOLD | JUNCTION BOX | CVAT-IJB-0305 | CVAT-CD | T1 | M20S16 |  | HOLD |  |  |  | PTSC M&C | PTSC M&C - Onshore
91 | CVAT-I-TIT0801 | 250 | 1P |  | 1.0 |  | FL2 | GREY | OVE |  |  | 30 |  | 7.3 | 10.4 | TEMPERATURE TRANSMITTER | CVAT-TIT-0801 | CVAT-CD | T1 | M20S16 |  | HOLD | JUNCTION BOX | CVAT-IJB-0305 | CVAT-CD | T1 | M20S16 |  | HOLD |  |  |  | PTSC M&C | PTSC M&C - Onshore
92 | CVAT-I-PIT0803 | 250 | 1P |  | 1.0 |  | FL2 | GREY | OVE |  |  | 30 |  | 7.3 | 10.4 | PRESSURE TRANSMITTER | CVAT-PIT-0803 | CVAT-CD | T1 | M20S16 |  | HOLD | JUNCTION BOX | CVAT-IJB-0305 | CVAT-CD | T1 | M20S16 |  | HOLD |  |  |  | PTSC M&C | PTSC M&C - Onshore
93 | CVAT-I-TIT0802 | 250 | 1P |  | 1.0 |  | FL2 | GREY | OVE |  |  | 30 |  | 7.3 | 10.4 | TEMPERATURE TRANSMITTER | CVAT-TIT-0802 | CVAT-CD | T1 | M20S16 |  | HOLD | JUNCTION BOX | CVAT-IJB-0305 | CVAT-CD | T1 | M20S16 |  | HOLD |  |  |  | PTSC M&C | PTSC M&C - Onshore
94 | CVAT-I-TIT0803 | 250 | 1P |  | 1.0 |  | FL2 | GREY | OVE |  |  | 30 |  | 7.3 | 10.4 | TEMPERATURE TRANSMITTER | CVAT-TIT-0803 | CVAT-CD | T1 | M20S16 |  | HOLD | JUNCTION BOX | CVAT-IJB-0305 | CVAT-CD | T1 | M20S16 |  | HOLD |  |  |  | PTSC M&C | PTSC M&C - Onshore |  |  | FUTURE
95 | CVAT-I-TIT0804 | 250 | 1P |  | 1.0 |  | FL2 | GREY | OVE |  |  | 30 |  | 7.3 | 10.4 | TEMPERATURE TRANSMITTER | CVAT-TIT-0804 | CVAT-CD | T1 | M20S16 |  | HOLD | JUNCTION BOX | CVAT-IJB-0305 | CVAT-CD | T1 | M20S16 |  | HOLD |  |  |  | PTSC M&C | PTSC M&C - Onshore |  |  | FUTURE
96 | CVAT-I-PDIT4102 | 250 | 1P |  | 1.0 |  | FL2 | GREY | OVE |  |  | 30 |  | 7.3 | 10.4 | DIFF. PRESSURE TRANSMITTER | CVAT-PDIT-4102 | CVAT-CD | T1 | M20S16 |  | HOLD | JUNCTION BOX | CVAT-IJB-0305 | CVAT-CD | T1 | M20S16 |  | HOLD |  |  |  | PTSC M&C | PTSC M&C - Onshore
97 | CVAT-I-LIT5401 | 250 | 1P |  | 1.0 |  | FL2 | GREY | OVE |  |  | 30 |  | 7.3 | 10.4 | LEVEL TRANSMITTER - DP TYPE | CVAT-LIT-5401 | CVAT-CD | T1 | M20S16 |  | HOLD | JUNCTION BOX | CVAT-IJB-0305 | CVAT-CD | T1 | M20S16 |  | HOLD |  |  |  | PTSC M&C | PTSC M&C - Onshore
98 | CVAT-I-LIT5301 | 250 | 1P |  | 1.0 |  | FL2 | GREY | OVE |  |  | 30 |  | 7.3 | 10.4 | LEVEL TRANSMITTER - DP TYPE | CVAT-LIT-5301 | CVAT-CD | T1 | M20S16 |  | HOLD | JUNCTION BOX | CVAT-IJB-0305 | CVAT-CD | T1 | M20S16 |  | HOLD |  |  |  | PTSC M&C | PTSC M&C - Onshore
99 | CVAT-I-IJB0306-1 | 250 | 12P |  | 1.0 |  | FL2 | GREY | OVE |  |  | 60 |  | 19.6 | 23.3 | JUNCTION BOX | CVAT-IJB-0306 | CVAT-CD | T1 | M25 |  | HOLD | PCS MARSHALLING CABINET | HOLD 1 | CVAT-EIR | T1 | M25 |  | HOLD |  |  |  | PTSC M&C | PTSC M&C - Onshore
100 | CVAT-I-XZSO/C4001 | 250 | 2P |  | 1.0 |  | FL2 | GREY | OVE |  |  | 30 |  | 10.8 | 14 | OPEN & CLOSE STATUS VALVE | CVAT-XZSO/XZSC-4001 | CVAT-CD | T1 | M20S |  | HOLD | JUNCTION BOX | CVAT-IJB-0306 | CVAT-CD | T1 | M20S |  | HOLD |  |  |  | PTSC M&C | PTSC M&C - Onshore
101 | CVAT-I-XZSO/C4102 | 250 | 2P |  | 1.0 |  | FL2 | GREY | OVE |  |  | 30 |  | 10.8 | 14 | OPEN & CLOSE STATUS VALVE | CVAT-XZSO/XZSC-4102 | CVAT-CD | T1 | M20S |  | HOLD | JUNCTION BOX | CVAT-IJB-0306 | CVAT-CD | T1 | M20S |  | HOLD |  |  |  | PTSC M&C | PTSC M&C - Onshore
102 | CVAT-I-XZSO/C0621 | 250 | 2P |  | 1.0 |  | FL2 | GREY | OVE |  |  | 30 |  | 10.8 | 14 | OPEN & CLOSE STATUS VALVE | CVAT-XZSO/XZSC-0621 | CVAT-CD | T1 | M20S |  | HOLD | JUNCTION BOX | CVAT-IJB-0306 | CVAT-CD | T1 | M20S |  | HOLD |  |  |  | PTSC M&C | PTSC M&C - Onshore
103 | CVAT-I-XZSO/C0626 | 250 | 2P |  | 1.0 |  | FL2 | GREY | OVE |  |  | 30 |  | 10.8 | 14 | OPEN & CLOSE STATUS VALVE | CVAT-XZSO/XZSC-0626 | CVAT-CD | T1 | M20S |  | HOLD | JUNCTION BOX | CVAT-IJB-0306 | CVAT-CD | T1 | M20S |  | HOLD |  |  |  | PTSC M&C | PTSC M&C - Onshore
104 | CVAT-I-FIT060101 | 250 | 1P |  | 1.0 |  | FL2 | GREY | OVE |  |  | 30 |  | 7.3 | 10.4 | TEST SEPARATOR - OIL/CONDENSATE MASS FLOWRATE | CVAT-FIT-0601-01 | CVAT-CD | T1 | M20S16 |  | HOLD | JUNCTION BOX | CVAT-IJB-0306 | CVAT-CD | T1 | M20S16 |  | HOLD |  |  |  | PTSC M&C | PTSC M&C - Onshore
105 | CVAT-I-FIT060201 | 250 | 1P |  | 1.0 |  | FL2 | GREY | OVE |  |  | 30 |  | 7.3 | 10.4 | TEST SEPARATOR - WATER MASS FLOWRATE | CVAT-FIT-0602-01 | CVAT-CD | T1 | M20S16 |  | HOLD | JUNCTION BOX | CVAT-IJB-0306 | CVAT-CD | T1 | M20S16 |  | HOLD |  |  |  | PTSC M&C | PTSC M&C - Onshore
106 | CVAT-I-IJB0306-2 | 0.6/1K | 12C |  | 1.5 |  | FL9 | GREY | - |  |  | 60 |  | 17.9 | 21.6 | JUNCTION BOX | CVAT-IJB-0306 | CVAT-CD | T1 | M25 |  | HOLD | PCS MARSHALLING CABINET | HOLD 1 | CVAT-EIR | T1 | M25 |  | HOLD |  |  |  | PTSC M&C | PTSC M&C - Onshore
107 | CVAT-I-FIT0601PW | 0.6/1K | 2C |  | 1.5 |  | FL9 | GREY | - |  |  | 30 |  | 9.5 | 12.8 | TEST SEPARATOR - CORIOLIS POWER SUPPLY | CVAT-FIT-0601-PW | CVAT-CD | T1 | M20S |  | HOLD | JUNCTION BOX | CVAT-IJB-0306 | CVAT-CD | T1 | M20S |  | HOLD |  |  |  | PTSC M&C | PTSC M&C - Onshore
108 | CVAT-I-FIT0602PW | 0.6/1K | 2C |  | 1.5 |  | FL9 | GREY | - |  |  | 30 |  | 9.5 | 12.8 | TEST SEPARATOR - CORIOLIS POWER SUPPLY | CVAT-FIT-0602-PW | CVAT-CD | T1 | M20S |  | HOLD | JUNCTION BOX | CVAT-IJB-0306 | CVAT-CD | T1 | M20S |  | HOLD |  |  |  | PTSC M&C | PTSC M&C - Onshore
109 | CVAT-I-XA5401 | 0.6/1K | 2C |  | 1.5 |  | FL9 | GREY | - |  |  | 30 |  | 9.5 | 12.8 | DIESEL STORAGE TANK FULL ALARM | CVAT-XA-5401 | CVAT-CD | T1 | M20S |  | HOLD | JUNCTION BOX | CVAT-IJB-0306 | CVAT-CD | T1 | M20S |  | HOLD |  |  |  | PTSC M&C | PTSC M&C - Onshore
110 | CVAT-I-IJB0307 | 250 | 20P |  | 1.0 |  | FL4 | GREY | IND & OVE |  |  | 60 |  | 26.6 | 30.7 | JUNCTION BOX | CVAT-IJB-0307 | CVAT-CD | T1 | M40 |  | HOLD | PCS MARSHALLING CABINET | HOLD 1 | CVAT-EIR | T1 | M40 |  | HOLD |  |  |  | PTSC M&C | PTSC M&C - Onshore
111 | CVAT-I-LIT0601 | 250 | 1P |  | 1.0 |  | FL2 | GREY | OVE |  |  | 30 |  | 7.3 | 10.4 | TEST SEPARATOR - OIL | CVAT-LIT-0601 | CVAT-CD | T1 | M20S16 |  | HOLD | JUNCTION BOX | CVAT-IJB-0307 | CVAT-CD | T1 | M20S16 |  | HOLD |  |  |  | PTSC M&C | PTSC M&C - Onshore
112 | CVAT-I-LIT0602 | 250 | 1P |  | 1.0 |  | FL2 | GREY | OVE |  |  | 30 |  | 7.3 | 10.4 | TEST SEPARATOR - INTERFACE | CVAT-LIT-0602 | CVAT-CD | T1 | M20S16 |  | HOLD | JUNCTION BOX | CVAT-IJB-0307 | CVAT-CD | T1 | M20S16 |  | HOLD |  |  |  | PTSC M&C | PTSC M&C - Onshore
113 | CVAT-I-FIT0603 | 250 | 1P |  | 1.0 |  | FL2 | GREY | OVE |  |  | 30 |  | 7.3 | 10.4 | TEST SEPARATOR GAS OUTLET FLOW | CVAT-FIT-0603 | CVAT-CD | T1 | M20S16 |  | HOLD | JUNCTION BOX | CVAT-IJB-0307 | CVAT-CD | T1 | M20S16 |  | HOLD |  |  |  | PTSC M&C | PTSC M&C - Onshore
114 | CVAT-I-PIT0601 | 250 | 1P |  | 1.0 |  | FL2 | GREY | OVE |  |  | 30 |  | 7.3 | 10.4 | TEST SEPARATOR TO EXPORT LINE PRESSURE | CVAT-PIT-0601 | CVAT-CD | T1 | M20S16 |  | HOLD | JUNCTION BOX | CVAT-IJB-0307 | CVAT-CD | T1 | M20S16 |  | HOLD |  |  |  | PTSC M&C | PTSC M&C - Onshore
115 | CVAT-I-PIT0603 | 250 | 1P |  | 1.0 |  | FL2 | GREY | OVE |  |  | 30 |  | 7.3 | 10.4 | TEST SEPARATOR PRESSURE | CVAT-PIT-0603 | CVAT-CD | T1 | M20S16 |  | HOLD | JUNCTION BOX | CVAT-IJB-0307 | CVAT-CD | T1 | M20S16 |  | HOLD |  |  |  | PTSC M&C | PTSC M&C - Onshore
116 | CVAT-I-TIT0601 | 250 | 1P |  | 1.0 |  | FL2 | GREY | OVE |  |  | 30 |  | 7.3 | 10.4 | TEST SEPARATOR GAS OUTLET TEMPERATURE | CVAT-TIT-0601 | CVAT-CD | T1 | M20S16 |  | HOLD | JUNCTION BOX | CVAT-IJB-0307 | CVAT-CD | T1 | M20S16 |  | HOLD |  |  |  | PTSC M&C | PTSC M&C - Onshore
117 | CVAT-I-PIT0100 | 250 | 1P |  | 1.0 |  | FL2 | GREY | OVE |  |  | 30 |  | 7.3 | 10.4 | COMMON CASING PRESSURE | CVAT-PIT-0100 | CVAT-CD | T1 | M20S16 |  | HOLD | JUNCTION BOX | CVAT-IJB-0307 | CVAT-CD | T1 | M20S16 |  | HOLD |  |  |  | PTSC M&C | PTSC M&C - Onshore
118 | CVAT-I-LCV0601 | 250 | 1P |  | 1.0 |  | FL2 | GREY | OVE |  |  | 30 |  | 7.3 | 10.4 | CONTROL VALVE COMMAND | CVAT-LCV-0601 | CVAT-CD | T1 | M20S16 |  | HOLD | JUNCTION BOX | CVAT-IJB-0307 | CVAT-CD | T1 | M20S16 |  | HOLD |  |  |  | PTSC M&C | PTSC M&C - Onshore
119 | CVAT-I-LCV0602 | 250 | 1P |  | 1.0 |  | FL2 | GREY | OVE |  |  | 30 |  | 7.3 | 10.4 | CONTROL VALVE COMMAND | CVAT-LCV-0602 | CVAT-CD | T1 | M20S16 |  | HOLD | JUNCTION BOX | CVAT-IJB-0307 | CVAT-CD | T1 | M20S16 |  | HOLD |  |  |  | PTSC M&C | PTSC M&C - Onshore
120 | CVAT-I-PCV0601 | 250 | 1P |  | 1.0 |  | FL2 | GREY | OVE |  |  | 30 |  | 7.3 | 10.4 | CONTROL VALVE COMMAND | CVAT-PCV-0601 | CVAT-CD | T1 | M20S16 |  | HOLD | JUNCTION BOX | CVAT-IJB-0307 | CVAT-CD | T1 | M20S16 |  | HOLD |  |  |  | PTSC M&C | PTSC M&C - Onshore
121 | CVAT-I-PCV0602 | 250 | 1P |  | 1.0 |  | FL2 | GREY | OVE |  |  | 30 |  | 7.3 | 10.4 | CONTROL VALVE COMMAND | CVAT-PCV-0602 | CVAT-CD | T1 | M20S16 |  | HOLD | JUNCTION BOX | CVAT-IJB-0307 | CVAT-CD | T1 | M20S16 |  | HOLD |  |  |  | PTSC M&C | PTSC M&C - Onshore
122 | CVAT-I-FIT060102/03 | 250 | 2P |  | 1.0 |  | FL4 | GREY | IND & OVE |  |  | 30 |  | 11.6 | 14.8 | TEST SEPARATOR - OIL/CONDENSATE DENSITY | CVAT-FIT-0601-02 | CVAT-CD | T1 | M20 |  | HOLD | JUNCTION BOX | CVAT-IJB-0307 | CVAT-CD | T1 | M20 |  | HOLD |  |  |  | PTSC M&C | PTSC M&C - Onshore
[16 empty] | TEST SEPARATOR - OIL/CONDENSATE TEMPERATURE | CVAT-FIT-0601-03
123 | CVAT-I-FIT060202/03 | 250 | 2P |  | 1.0 |  | FL4 | GREY | IND & OVE |  |  | 30 |  | 11.6 | 14.8 | TEST SEPARATOR - WATER DENSITY | CVAT-FIT-0602-02 | CVAT-CD | T1 | M20 |  | HOLD | JUNCTION BOX | CVAT-IJB-0307 | CVAT-CD | T1 | M20 |  | HOLD |  |  |  | PTSC M&C | PTSC M&C - Onshore
[16 empty] | TEST SEPARATOR - WATER TEMPERATURE | CVAT-FIT-0602-03
124 | CVAT-I-IJB0311 | 250 | 24P |  | 1.0 |  | FL4 | GREY | IND & OVE |  |  | 60 |  | 29.8 | 34.1 | JUNCTION BOX (BY WHCP PACKAGE) | CVAT-IJB-0311 | CVAT-CD | T1 | M40 |  | HOLD | PCS MARSHALLING CABINET | HOLD 1 | CVAT-EIR | T1 | M40 |  | HOLD |  |  |  | PTSC M&C | PTSC M&C - Onshore
125 | CVAT-I-IJB0312 | 250 | 16P |  | 1.0 |  | FL2 | GREY | OVE |  |  | 60 |  | 21.6 | 25.5 | JUNCTION BOX (BY WHCP PACKAGE) | CVAT-IJB-0312 | CVAT-CD | T1 | M32 |  | HOLD | PCS MARSHALLING CABINET | HOLD 1 | CVAT-EIR | T1 | M32 |  | HOLD |  |  |  | PTSC M&C | PTSC M&C - Onshore
126 | CVAT-I-IJB0313-1 | 250 | 20P |  | 1.0 |  | FL2 | GREY | OVE |  |  | 60 |  | 23.3 | 27.2 | JUNCTION BOX (BY WHCP PACKAGE) | CVAT-IJB-0313 | CVAT-CD | T1 | M32 |  | HOLD | PCS MARSHALLING CABINET | HOLD 1 | CVAT-EIR | T1 | M32 |  | HOLD |  |  |  | PTSC M&C | PTSC M&C - Onshore
127 | CVAT-I-IJB0313-2 | 0.6/1K | 4C |  | 1.5 |  | FL9 | GREY | - |  |  | 60 |  | 11 | 14.3 | JUNCTION BOX (BY WHCP PACKAGE) | CVAT-IJB-0313 | CVAT-CD | T1 | M20 |  | HOLD | PCS MARSHALLING CABINET | HOLD 1 | CVAT-EIR | T1 | M20 |  | HOLD |  |  |  | PTSC M&C | PTSC M&C - Onshore
128 | CVAT-I-IJB0314 | 250 | 12P |  | 1.0 |  | FL4 | GREY | IND & OVE |  |  | 60 |  | 20.8 | 24.7 | JUNCTION BOX (BY WHCP PACKAGE) | CVAT-IJB-0314 | CVAT-CD | T1 | M32 |  | HOLD | PCS MARSHALLING CABINET | HOLD 1 | CVAT-EIR | T1 | M32 |  | HOLD |  |  |  | PTSC M&C | PTSC M&C - Onshore
129 | CVAT-I-IJB0315 | 250 | 16P |  | 1.0 |  | FL2 | GREY | OVE |  |  | 60 |  | 21.6 | 25.5 | JUNCTION BOX (BY WHCP PACKAGE) | CVAT-IJB-0315 | CVAT-CD | T1 | M32 |  | HOLD | PCS MARSHALLING CABINET | HOLD 1 | CVAT-EIR | T1 | M32 |  | HOLD |  |  |  | PTSC M&C | PTSC M&C - Onshore
130 | CVAT-I-IJB0401 | 0.6/1K | 37C |  | 1.5 |  | FL9 | GREY | - |  |  | 60 |  | 29.1 | 33.4 | JUNCTION BOX | CVAT-IJB-0401 | CVAT-MZD | T1 | M40 |  | HOLD | PCS MARSHALLING CABINET | HOLD 1 | CVAT-EIR | T1 | M40 |  | HOLD |  |  |  | PTSC M&C | PTSC M&C - Onshore
131 | CVAT-I-CXSVC0201A/B | 0.6/1K | 4C |  | 1.5 |  | FL9 | GREY | - |  |  | 30 |  | 11 | 14.3 | OPEN & CLOSE COMMAND CHOKE VALVE | CVAT-CXSV-0201A/B | CVAT-MZD | T1 | M20 |  | HOLD | JUNCTION BOX | CVAT-IJB-0401 | CVAT-MZD | T1 | M20 |  | HOLD |  |  |  | PTSC M&C | PTSC M&C - Onshore
132 | CVAT-I-CXSVC0202A/B | 0.6/1K | 4C |  | 1.5 |  | FL9 | GREY | - |  |  | 30 |  | 11 | 14.3 | OPEN & CLOSE COMMAND CHOKE VALVE | CVAT-CXSV-0202A/B | CVAT-MZD | T1 | M20 |  | HOLD | JUNCTION BOX | CVAT-IJB-0401 | CVAT-MZD | T1 | M20 |  | HOLD |  |  |  | PTSC M&C | PTSC M&C - Onshore
133 | CVAT-I-CXSVC0206A/B | 0.6/1K | 4C |  | 1.5 |  | FL9 | GREY | - |  |  | 30 |  | 11 | 14.3 | OPEN & CLOSE COMMAND CHOKE VALVE | CVAT-CXSV-0206A/B | CVAT-MZD | T1 | M20 |  | HOLD | JUNCTION BOX | CVAT-IJB-0401 | CVAT-MZD | T1 | M20 |  | HOLD |  |  |  | PTSC M&C | PTSC M&C - Onshore
134 | CVAT-I-CXSVC0207A/B | 0.6/1K | 4C |  | 1.5 |  | FL9 | GREY | - |  |  | 30 |  | 11 | 14.3 | OPEN & CLOSE COMMAND CHOKE VALVE | CVAT-CXSV-0207A/B | CVAT-MZD | T1 | M20 |  | HOLD | JUNCTION BOX | CVAT-IJB-0401 | CVAT-MZD | T1 | M20 |  | HOLD |  |  |  | PTSC M&C | PTSC M&C - Onshore
135 | CVAT-I-CXSVC0211A/B | 0.6/1K | 4C |  | 1.5 |  | FL9 | GREY | - |  |  | 30 |  | 11 | 14.3 | OPEN & CLOSE COMMAND CHOKE VALVE | CVAT-CXSV-0211A/B | CVAT-MZD | T1 | M20 |  | HOLD | JUNCTION BOX | CVAT-IJB-0401 | CVAT-MZD | T1 | M20 |  | HOLD |  |  |  | PTSC M&C | PTSC M&C - Onshore
136 | CVAT-I-CXSVC0212A/B | 0.6/1K | 4C |  | 1.5 |  | FL9 | GREY | - |  |  | 30 |  | 11 | 14.3 | OPEN & CLOSE COMMAND CHOKE VALVE | CVAT-CXSV-0212A/B | CVAT-MZD | T1 | M20 |  | HOLD | JUNCTION BOX | CVAT-IJB-0401 | CVAT-MZD | T1 | M20 |  | HOLD |  |  |  | PTSC M&C | PTSC M&C - Onshore
137 | CVAT-I-CXSVC0217A/B | 0.6/1K | 4C |  | 1.5 |  | FL9 | GREY | - |  |  | 30 |  | 11 | 14.3 | OPEN & CLOSE COMMAND CHOKE VALVE | CVAT-CXSV-0217A/B | CVAT-MZD | T1 | M20 |  | HOLD | JUNCTION BOX | CVAT-IJB-0401 | CVAT-MZD | T1 | M20 |  | HOLD |  |  |  | PTSC M&C | PTSC M&C - Onshore
138 | CVAT-I-IJB0402 | 0.6/1K | 37C |  | 1.5 |  | FL9 | GREY | - |  |  | 60 |  | 29.1 | 33.4 | JUNCTION BOX | CVAT-IJB-0402 | CVAT-MZD | T1 | M40 |  | HOLD | PCS MARSHALLING CABINET | HOLD 1 | CVAT-EIR | T1 | M40 |  | HOLD |  |  |  | PTSC M&C | PTSC M&C - Onshore
139 | CVAT-I-CXSVC0213A/B | 0.6/1K | 4C |  | 1.5 |  | FL9 | GREY | - |  |  | 30 |  | 11 | 14.3 | OPEN & CLOSE COMMAND CHOKE VALVE | CVAT-CXSV-0213A/B | CVAT-MZD | T1 | M20 |  | HOLD | JUNCTION BOX | CVAT-IJB-0402 | CVAT-MZD | T1 | M20 |  | HOLD |  |  |  | PTSC M&C | PTSC M&C - Onshore
140 | CVAT-I-CXSVC0214A/B | 0.6/1K | 4C |  | 1.5 |  | FL9 | GREY | - |  |  | 30 |  | 11 | 14.3 | OPEN & CLOSE COMMAND CHOKE VALVE | CVAT-CXSV-0214A/B | CVAT-MZD | T1 | M20 |  | HOLD | JUNCTION BOX | CVAT-IJB-0402 | CVAT-MZD | T1 | M20 |  | HOLD |  |  |  | PTSC M&C | PTSC M&C - Onshore
141 | CVAT-I-CXSVC0215A/B | 0.6/1K | 4C |  | 1.5 |  | FL9 | GREY | - |  |  | 30 |  | 11 | 14.3 | OPEN & CLOSE COMMAND CHOKE VALVE | CVAT-CXSV-0215A/B | CVAT-MZD | T1 | M20 |  | HOLD | JUNCTION BOX | CVAT-IJB-0402 | CVAT-MZD | T1 | M20 |  | HOLD |  |  |  | PTSC M&C | PTSC M&C - Onshore
142 | CVAT-I-CXSVC0216A/B | 0.6/1K | 4C |  | 1.5 |  | FL9 | GREY | - |  |  | 30 |  | 11 | 14.3 | OPEN & CLOSE COMMAND CHOKE VALVE | CVAT-CXSV-0216A/B | CVAT-MZD | T1 | M20 |  | HOLD | JUNCTION BOX | CVAT-IJB-0402 | CVAT-MZD | T1 | M20 |  | HOLD |  |  |  | PTSC M&C | PTSC M&C - Onshore
143 | CVAT-I-CXSVC0218A/B | 0.6/1K | 4C |  | 1.5 |  | FL9 | GREY | - |  |  | 30 |  | 11 | 14.3 | OPEN & CLOSE COMMAND CHOKE VALVE | CVAT-CXSV-0218A/B | CVAT-MZD | T1 | M20 |  | HOLD | JUNCTION BOX | CVAT-IJB-0402 | CVAT-MZD | T1 | M20 |  | HOLD |  |  |  | PTSC M&C | PTSC M&C - Onshore
144 | CVAT-I-CXSVC0219A/B | 0.6/1K | 4C |  | 1.5 |  | FL9 | GREY | - |  |  | 30 |  | 11 | 14.3 | OPEN & CLOSE COMMAND CHOKE VALVE | CVAT-CXSV-0219A/B | CVAT-MZD | T1 | M20 |  | HOLD | JUNCTION BOX | CVAT-IJB-0402 | CVAT-MZD | T1 | M20 |  | HOLD |  |  |  | PTSC M&C | PTSC M&C - Onshore
145 | CVAT-I-CXSVC0220A/B | 0.6/1K | 4C |  | 1.5 |  | FL9 | GREY | - |  |  | 30 |  | 11 | 14.3 | OPEN & CLOSE COMMAND CHOKE VALVE | CVAT-CXSV-0220A/B | CVAT-MZD | T1 | M20 |  | HOLD | JUNCTION BOX | CVAT-IJB-0402 | CVAT-MZD | T1 | M20 |  | HOLD |  |  |  | PTSC M&C | PTSC M&C - Onshore
146 | CVAT-I-IJB0403 | 0.6/1K | 37C |  | 1.5 |  | FL9 | GREY | - |  |  | 60 |  | 29.1 | 33.4 | JUNCTION BOX | CVAT-IJB-0403 | CVAT-MZD | T1 | M40 |  | HOLD | PCS MARSHALLING CABINET | HOLD 1 | CVAT-EIR | T1 | M40 |  | HOLD |  |  |  | PTSC M&C | PTSC M&C - Onshore
147 | CVAT-I-CXSVC0203A/B | 0.6/1K | 4C |  | 1.5 |  | FL9 | GREY | - |  |  | 30 |  | 11 | 14.3 | OPEN & CLOSE COMMAND CHOKE VALVE | CVAT-CXSV-0203A/B | CVAT-MZD | T1 | M20 |  | HOLD | JUNCTION BOX | CVAT-IJB-0403 | CVAT-MZD | T1 | M20 |  | HOLD |  |  |  | PTSC M&C | PTSC M&C - Onshore
148 | CVAT-I-CXSVC0204A/B | 0.6/1K | 4C |  | 1.5 |  | FL9 | GREY | - |  |  | 30 |  | 11 | 14.3 | OPEN & CLOSE COMMAND CHOKE VALVE | CVAT-CXSV-0204A/B | CVAT-MZD | T1 | M20 |  | HOLD | JUNCTION BOX | CVAT-IJB-0403 | CVAT-MZD | T1 | M20 |  | HOLD |  |  |  | PTSC M&C | PTSC M&C - Onshore
149 | CVAT-I-CXSVC0205A/B | 0.6/1K | 4C |  | 1.5 |  | FL9 | GREY | - |  |  | 30 |  | 11 | 14.3 | OPEN & CLOSE COMMAND CHOKE VALVE | CVAT-CXSV-0205A/B | CVAT-MZD | T1 | M20 |  | HOLD | JUNCTION BOX | CVAT-IJB-0403 | CVAT-MZD | T1 | M20 |  | HOLD |  |  |  | PTSC M&C | PTSC M&C - Onshore
150 | CVAT-I-CXSVC0208A/B | 0.6/1K | 4C |  | 1.5 |  | FL9 | GREY | - |  |  | 30 |  | 11 | 14.3 | OPEN & CLOSE COMMAND CHOKE VALVE | CVAT-CXSV-0208A/B | CVAT-MZD | T1 | M20 |  | HOLD | JUNCTION BOX | CVAT-IJB-0403 | CVAT-MZD | T1 | M20 |  | HOLD |  |  |  | PTSC M&C | PTSC M&C - Onshore
151 | CVAT-I-CXSVC0209A/B | 0.6/1K | 4C |  | 1.5 |  | FL9 | GREY | - |  |  | 30 |  | 11 | 14.3 | OPEN & CLOSE COMMAND CHOKE VALVE | CVAT-CXSV-0209A/B | CVAT-MZD | T1 | M20 |  | HOLD | JUNCTION BOX | CVAT-IJB-0403 | CVAT-MZD | T1 | M20 |  | HOLD |  |  |  | PTSC M&C | PTSC M&C - Onshore
152 | CVAT-I-CXSVC0210A/B | 0.6/1K | 4C |  | 1.5 |  | FL9 | GREY | - |  |  | 30 |  | 11 | 14.3 | OPEN & CLOSE COMMAND CHOKE VALVE | CVAT-CXSV-0210A/B | CVAT-MZD | T1 | M20 |  | HOLD | JUNCTION BOX | CVAT-IJB-0403 | CVAT-MZD | T1 | M20 |  | HOLD |  |  |  | PTSC M&C | PTSC M&C - Onshore
153 | CVAT-I-IJB0404 | 250 | 24P |  | 1.0 |  | FL4 | GREY | IND & OVE |  |  | 60 |  | 29.8 | 34.1 | JUNCTION BOX | CVAT-IJB-0404 | CVAT-MZD | T1 | M40 |  | HOLD | PCS MARSHALLING CABINET | HOLD 1 | CVAT-EIR | T1 | M40 |  | HOLD |  |  |  | PTSC M&C | PTSC M&C - Onshore
154 | CVAT-I-PZT0201 | 250 | 1P |  | 1.0 |  | FL2 | GREY | OVE |  |  | 30 |  | 7.3 | 10.4 | CHOKE VALVE POSITION FEEDBACK | CVAT-PZT-0201 | CVAT-MZD | T1 | M20S16 |  | HOLD | JUNCTION BOX | CVAT-IJB-0404 | CVAT-MZD | T1 | M20S16 |  | HOLD |  |  |  | PTSC M&C | PTSC M&C - Onshore
155 | CVAT-I-PZT0202 | 250 | 1P |  | 1.0 |  | FL2 | GREY | OVE |  |  | 30 |  | 7.3 | 10.4 | CHOKE VALVE POSITION FEEDBACK | CVAT-PZT-0202 | CVAT-MZD | T1 | M20S16 |  | HOLD | JUNCTION BOX | CVAT-IJB-0404 | CVAT-MZD | T1 | M20S16 |  | HOLD |  |  |  | PTSC M&C | PTSC M&C - Onshore
156 | CVAT-I-PZT0203 | 250 | 1P |  | 1.0 |  | FL2 | GREY | OVE |  |  | 30 |  | 7.3 | 10.4 | CHOKE VALVE POSITION FEEDBACK | CVAT-PZT-0203 | CVAT-MZD | T1 | M20S16 |  | HOLD | JUNCTION BOX | CVAT-IJB-0404 | CVAT-MZD | T1 | M20S16 |  | HOLD |  |  |  | PTSC M&C | PTSC M&C - Onshore
157 | CVAT-I-PZT0204 | 250 | 1P |  | 1.0 |  | FL2 | GREY | OVE |  |  | 30 |  | 7.3 | 10.4 | CHOKE VALVE POSITION FEEDBACK | CVAT-PZT-0204 | CVAT-MZD | T1 | M20S16 |  | HOLD | JUNCTION BOX | CVAT-IJB-0404 | CVAT-MZD | T1 | M20S16 |  | HOLD |  |  |  | PTSC M&C | PTSC M&C - Onshore
158 | CVAT-I-PZT0205 | 250 | 1P |  | 1.0 |  | FL2 | GREY | OVE |  |  | 30 |  | 7.3 | 10.4 | CHOKE VALVE POSITION FEEDBACK | CVAT-PZT-0205 | CVAT-MZD | T1 | M20S16 |  | HOLD | JUNCTION BOX | CVAT-IJB-0404 | CVAT-MZD | T1 | M20S16 |  | HOLD |  |  |  | PTSC M&C | PTSC M&C - Onshore
159 | CVAT-I-PZT0206 | 250 | 1P |  | 1.0 |  | FL2 | GREY | OVE |  |  | 30 |  | 7.3 | 10.4 | CHOKE VALVE POSITION FEEDBACK | CVAT-PZT-0206 | CVAT-MZD | T1 | M20S16 |  | HOLD | JUNCTION BOX | CVAT-IJB-0404 | CVAT-MZD | T1 | M20S16 |  | HOLD |  |  |  | PTSC M&C | PTSC M&C - Onshore
160 | CVAT-I-PZT0207 | 250 | 1P |  | 1.0 |  | FL2 | GREY | OVE |  |  | 30 |  | 7.3 | 10.4 | CHOKE VALVE POSITION FEEDBACK | CVAT-PZT-0207 | CVAT-MZD | T1 | M20S16 |  | HOLD | JUNCTION BOX | CVAT-IJB-0404 | CVAT-MZD | T1 | M20S16 |  | HOLD |  |  |  | PTSC M&C | PTSC M&C - Onshore
161 | CVAT-I-PZT0208 | 250 | 1P |  | 1.0 |  | FL2 | GREY | OVE |  |  | 30 |  | 7.3 | 10.4 | CHOKE VALVE POSITION FEEDBACK | CVAT-PZT-0208 | CVAT-MZD | T1 | M20S16 |  | HOLD | JUNCTION BOX | CVAT-IJB-0404 | CVAT-MZD | T1 | M20S16 |  | HOLD |  |  |  | PTSC M&C | PTSC M&C - Onshore
162 | CVAT-I-PZT0209 | 250 | 1P |  | 1.0 |  | FL2 | GREY | OVE |  |  | 30 |  | 7.3 | 10.4 | CHOKE VALVE POSITION FEEDBACK | CVAT-PZT-0209 | CVAT-MZD | T1 | M20S16 |  | HOLD | JUNCTION BOX | CVAT-IJB-0404 | CVAT-MZD | T1 | M20S16 |  | HOLD |  |  |  | PTSC M&C | PTSC M&C - Onshore
163 | CVAT-I-PZT0210 | 250 | 1P |  | 1.0 |  | FL2 | GREY | OVE |  |  | 30 |  | 7.3 | 10.4 | CHOKE VALVE POSITION FEEDBACK | CVAT-PZT-0210 | CVAT-MZD | T1 | M20S16 |  | HOLD | JUNCTION BOX | CVAT-IJB-0404 | CVAT-MZD | T1 | M20S16 |  | HOLD |  |  |  | PTSC M&C | PTSC M&C - Onshore
164 | CVAT-I-PZT0211 | 250 | 1P |  | 1.0 |  | FL2 | GREY | OVE |  |  | 30 |  | 7.3 | 10.4 | CHOKE VALVE POSITION FEEDBACK | CVAT-PZT-0211 | CVAT-MZD | T1 | M20S16 |  | HOLD | JUNCTION BOX | CVAT-IJB-0404 | CVAT-MZD | T1 | M20S16 |  | HOLD |  |  |  | PTSC M&C | PTSC M&C - Onshore
165 | CVAT-I-PZT0212 | 250 | 1P |  | 1.0 |  | FL2 | GREY | OVE |  |  | 30 |  | 7.3 | 10.4 | CHOKE VALVE POSITION FEEDBACK | CVAT-PZT-0212 | CVAT-MZD | T1 | M20S16 |  | HOLD | JUNCTION BOX | CVAT-IJB-0404 | CVAT-MZD | T1 | M20S16 |  | HOLD |  |  |  | PTSC M&C | PTSC M&C - Onshore
166 | CVAT-I-PZT0213 | 250 | 1P |  | 1.0 |  | FL2 | GREY | OVE |  |  | 30 |  | 7.3 | 10.4 | CHOKE VALVE POSITION FEEDBACK | CVAT-PZT-0213 | CVAT-MZD | T1 | M20S16 |  | HOLD | JUNCTION BOX | CVAT-IJB-0404 | CVAT-MZD | T1 | M20S16 |  | HOLD |  |  |  | PTSC M&C | PTSC M&C - Onshore
167 | CVAT-I-PZT0214 | 250 | 1P |  | 1.0 |  | FL2 | GREY | OVE |  |  | 30 |  | 7.3 | 10.4 | CHOKE VALVE POSITION FEEDBACK | CVAT-PZT-0214 | CVAT-MZD | T1 | M20S16 |  | HOLD | JUNCTION BOX | CVAT-IJB-0404 | CVAT-MZD | T1 | M20S16 |  | HOLD |  |  |  | PTSC M&C | PTSC M&C - Onshore
168 | CVAT-I-PZT0215 | 250 | 1P |  | 1.0 |  | FL2 | GREY | OVE |  |  | 30 |  | 7.3 | 10.4 | CHOKE VALVE POSITION FEEDBACK | CVAT-PZT-0215 | CVAT-MZD | T1 | M20S16 |  | HOLD | JUNCTION BOX | CVAT-IJB-0404 | CVAT-MZD | T1 | M20S16 |  | HOLD |  |  |  | PTSC M&C | PTSC M&C - Onshore
169 | CVAT-I-PZT0216 | 250 | 1P |  | 1.0 |  | FL2 | GREY | OVE |  |  | 30 |  | 7.3 | 10.4 | CHOKE VALVE POSITION FEEDBACK | CVAT-PZT-0216 | CVAT-MZD | T1 | M20S16 |  | HOLD | JUNCTION BOX | CVAT-IJB-0404 | CVAT-MZD | T1 | M20S16 |  | HOLD |  |  |  | PTSC M&C | PTSC M&C - Onshore
170 | CVAT-I-PZT0217 | 250 | 1P |  | 1.0 |  | FL2 | GREY | OVE |  |  | 30 |  | 7.3 | 10.4 | CHOKE VALVE POSITION FEEDBACK | CVAT-PZT-0217 | CVAT-MZD | T1 | M20S16 |  | HOLD | JUNCTION BOX | CVAT-IJB-0404 | CVAT-MZD | T1 | M20S16 |  | HOLD |  |  |  | PTSC M&C | PTSC M&C - Onshore
171 | CVAT-I-PZT0218 | 250 | 1P |  | 1.0 |  | FL2 | GREY | OVE |  |  | 30 |  | 7.3 | 10.4 | CHOKE VALVE POSITION FEEDBACK | CVAT-PZT-0218 | CVAT-MZD | T1 | M20S16 |  | HOLD | JUNCTION BOX | CVAT-IJB-0404 | CVAT-MZD | T1 | M20S16 |  | HOLD |  |  |  | PTSC M&C | PTSC M&C - Onshore
172 | CVAT-I-PZT0219 | 250 | 1P |  | 1.0 |  | FL2 | GREY | OVE |  |  | 30 |  | 7.3 | 10.4 | CHOKE VALVE POSITION FEEDBACK | CVAT-PZT-0219 | CVAT-MZD | T1 | M20S16 |  | HOLD | JUNCTION BOX | CVAT-IJB-0404 | CVAT-MZD | T1 | M20S16 |  | HOLD |  |  |  | PTSC M&C | PTSC M&C - Onshore
173 | CVAT-I-PZT0220 | 250 | 1P |  | 1.0 |  | FL2 | GREY | OVE |  |  | 30 |  | 7.3 | 10.4 | CHOKE VALVE POSITION FEEDBACK | CVAT-PZT-0220 | CVAT-MZD | T1 | M20S16 |  | HOLD | JUNCTION BOX | CVAT-IJB-0404 | CVAT-MZD | T1 | M20S16 |  | HOLD |  |  |  | PTSC M&C | PTSC M&C - Onshore
174 | CVAT-I-IJB0405 | 250 | 24P |  | 1.0 |  | FL2 | GREY | OVE |  |  | 60 |  | 26.5 | 30.6 | JUNCTION BOX | CVAT-IJB-0405 | CVAT-MZD | T1 | M40 |  | HOLD | PCS MARSHALLING CABINET | HOLD 1 | CVAT-EIR | T1 | M40 |  | HOLD |  |  |  | PTSC M&C | PTSC M&C - Onshore
175 | CVAT-I-XZSO/C0701 | 250 | 2P |  | 1.0 |  | FL2 | GREY | OVE |  |  | 30 |  | 10.8 | 14 | OPEN & CLOSE STATUS VALVE | CVAT-XZSO/XZSC-0701 | CVAT-MZD | T1 | M20S |  | HOLD | JUNCTION BOX | CVAT-IJB-0405 | CVAT-MZD | T1 | M20S |  | HOLD |  |  |  | PTSC M&C | PTSC M&C - Onshore
176 | CVAT-I-XZSO/C0702 | 250 | 2P |  | 1.0 |  | FL2 | GREY | OVE |  |  | 30 |  | 10.8 | 14 | OPEN & CLOSE STATUS VALVE | CVAT-XZSO/XZSC-0702 | CVAT-MZD | T1 | M20S |  | HOLD | JUNCTION BOX | CVAT-IJB-0405 | CVAT-MZD | T1 | M20S |  | HOLD |  |  |  | PTSC M&C | PTSC M&C - Onshore
177 | CVAT-I-XZSO/C0706 | 250 | 2P |  | 1.0 |  | FL2 | GREY | OVE |  |  | 30 |  | 10.8 | 14 | OPEN & CLOSE STATUS VALVE | CVAT-XZSO/XZSC-0706 | CVAT-MZD | T1 | M20S |  | HOLD | JUNCTION BOX | CVAT-IJB-0405 | CVAT-MZD | T1 | M20S |  | HOLD |  |  |  | PTSC M&C | PTSC M&C - Onshore
178 | CVAT-I-XZSO/C0707 | 250 | 2P |  | 1.0 |  | FL2 | GREY | OVE |  |  | 30 |  | 10.8 | 14 | OPEN & CLOSE STATUS VALVE | CVAT-XZSO/XZSC-0707 | CVAT-MZD | T1 | M20S |  | HOLD | JUNCTION BOX | CVAT-IJB-0405 | CVAT-MZD | T1 | M20S |  | HOLD |  |  |  | PTSC M&C | PTSC M&C - Onshore
179 | CVAT-I-XZSO/C0711 | 250 | 2P |  | 1.0 |  | FL2 | GREY | OVE |  |  | 30 |  | 10.8 | 14 | OPEN & CLOSE STATUS VALVE | CVAT-XZSO/XZSC-0711 | CVAT-MZD | T1 | M20S |  | HOLD | JUNCTION BOX | CVAT-IJB-0405 | CVAT-MZD | T1 | M20S |  | HOLD |  |  |  | PTSC M&C | PTSC M&C - Onshore
180 | CVAT-I-XZSO/C0712 | 250 | 2P |  | 1.0 |  | FL2 | GREY | OVE |  |  | 30 |  | 10.8 | 14 | OPEN & CLOSE STATUS VALVE | CVAT-XZSO/XZSC-0712 | CVAT-MZD | T1 | M20S |  | HOLD | JUNCTION BOX | CVAT-IJB-0405 | CVAT-MZD | T1 | M20S |  | HOLD |  |  |  | PTSC M&C | PTSC M&C - Onshore
181 | CVAT-I-XZSO/C0716 | 250 | 2P |  | 1.0 |  | FL2 | GREY | OVE |  |  | 30 |  | 10.8 | 14 | OPEN & CLOSE STATUS VALVE | CVAT-XZSO/XZSC-0716 | CVAT-MZD | T1 | M20S |  | HOLD | JUNCTION BOX | CVAT-IJB-0405 | CVAT-MZD | T1 | M20S |  | HOLD |  |  |  | PTSC M&C | PTSC M&C - Onshore
182 | CVAT-I-XZSO/C0717 | 250 | 2P |  | 1.0 |  | FL2 | GREY | OVE |  |  | 30 |  | 10.8 | 14 | OPEN & CLOSE STATUS VALVE | CVAT-XZSO/XZSC-0717 | CVAT-MZD | T1 | M20S |  | HOLD | JUNCTION BOX | CVAT-IJB-0405 | CVAT-MZD | T1 | M20S |  | HOLD |  |  |  | PTSC M&C | PTSC M&C - Onshore
183 | CVAT-I-XZSO/C0719 | 250 | 2P |  | 1.0 |  | FL2 | GREY | OVE |  |  | 30 |  | 10.8 | 14 | OPEN & CLOSE STATUS VALVE | CVAT-XZSO/XZSC-0719 | CVAT-MZD | T1 | M20S |  | HOLD | JUNCTION BOX | CVAT-IJB-0405 | CVAT-MZD | T1 | M20S |  | HOLD |  |  |  | PTSC M&C | PTSC M&C - Onshore
184 | CVAT-I-XZSO/C0720 | 250 | 2P |  | 1.0 |  | FL2 | GREY | OVE |  |  | 30 |  | 10.8 | 14 | OPEN & CLOSE STATUS VALVE | CVAT-XZSO/XZSC-0720 | CVAT-MZD | T1 | M20S |  | HOLD | JUNCTION BOX | CVAT-IJB-0405 | CVAT-MZD | T1 | M20S |  | HOLD |  |  |  | PTSC M&C | PTSC M&C - Onshore
185 | CVAT-I-IJB0406 | 250 | 24P |  | 1.0 |  | FL2 | GREY | OVE |  |  | 60 |  | 26.5 | 30.6 | JUNCTION BOX | CVAT-IJB-0406 | CVAT-MZD | T1 | M40 |  | HOLD | PCS MARSHALLING CABINET | HOLD 1 | CVAT-EIR | T1 | M40 |  | HOLD |  |  |  | PTSC M&C | PTSC M&C - Onshore
186 | CVAT-I-XZSO/C0703 | 250 | 2P |  | 1.0 |  | FL2 | GREY | OVE |  |  | 30 |  | 10.8 | 14 | OPEN & CLOSE STATUS VALVE | CVAT-XZSO/XZSC-0703 | CVAT-MZD | T1 | M20S |  | HOLD | JUNCTION BOX | CVAT-IJB-0406 | CVAT-MZD | T1 | M20S |  | HOLD |  |  |  | PTSC M&C | PTSC M&C - Onshore
187 | CVAT-I-XZSO/C0704 | 250 | 2P |  | 1.0 |  | FL2 | GREY | OVE |  |  | 30 |  | 10.8 | 14 | OPEN & CLOSE STATUS VALVE | CVAT-XZSO/XZSC-0704 | CVAT-MZD | T1 | M20S |  | HOLD | JUNCTION BOX | CVAT-IJB-0406 | CVAT-MZD | T1 | M20S |  | HOLD |  |  |  | PTSC M&C | PTSC M&C - Onshore
188 | CVAT-I-XZSO/C0705 | 250 | 2P |  | 1.0 |  | FL2 | GREY | OVE |  |  | 30 |  | 10.8 | 14 | OPEN & CLOSE STATUS VALVE | CVAT-XZSO/XZSC-0705 | CVAT-MZD | T1 | M20S |  | HOLD | JUNCTION BOX | CVAT-IJB-0406 | CVAT-MZD | T1 | M20S |  | HOLD |  |  |  | PTSC M&C | PTSC M&C - Onshore
189 | CVAT-I-XZSO/C0708 | 250 | 2P |  | 1.0 |  | FL2 | GREY | OVE |  |  | 30 |  | 10.8 | 14 | OPEN & CLOSE STATUS VALVE | CVAT-XZSO/XZSC-0708 | CVAT-MZD | T1 | M20S |  | HOLD | JUNCTION BOX | CVAT-IJB-0406 | CVAT-MZD | T1 | M20S |  | HOLD |  |  |  | PTSC M&C | PTSC M&C - Onshore
190 | CVAT-I-XZSO/C0709 | 250 | 2P |  | 1.0 |  | FL2 | GREY | OVE |  |  | 30 |  | 10.8 | 14 | OPEN & CLOSE STATUS VALVE | CVAT-XZSO/XZSC-0709 | CVAT-MZD | T1 | M20S |  | HOLD | JUNCTION BOX | CVAT-IJB-0406 | CVAT-MZD | T1 | M20S |  | HOLD |  |  |  | PTSC M&C | PTSC M&C - Onshore
191 | CVAT-I-XZSO/C0710 | 250 | 2P |  | 1.0 |  | FL2 | GREY | OVE |  |  | 30 |  | 10.8 | 14 | OPEN & CLOSE STATUS VALVE | CVAT-XZSO/XZSC-0710 | CVAT-MZD | T1 | M20S |  | HOLD | JUNCTION BOX | CVAT-IJB-0406 | CVAT-MZD | T1 | M20S |  | HOLD |  |  |  | PTSC M&C | PTSC M&C - Onshore
192 | CVAT-I-XZSO/C0713 | 250 | 2P |  | 1.0 |  | FL2 | GREY | OVE |  |  | 30 |  | 10.8 | 14 | OPEN & CLOSE STATUS VALVE | CVAT-XZSO/XZSC-0713 | CVAT-MZD | T1 | M20S |  | HOLD | JUNCTION BOX | CVAT-IJB-0406 | CVAT-MZD | T1 | M20S |  | HOLD |  |  |  | PTSC M&C | PTSC M&C - Onshore
193 | CVAT-I-XZSO/C0714 | 250 | 2P |  | 1.0 |  | FL2 | GREY | OVE |  |  | 30 |  | 10.8 | 14 | OPEN & CLOSE STATUS VALVE | CVAT-XZSO/XZSC-0714 | CVAT-MZD | T1 | M20S |  | HOLD | JUNCTION BOX | CVAT-IJB-0406 | CVAT-MZD | T1 | M20S |  | HOLD |  |  |  | PTSC M&C | PTSC M&C - Onshore
194 | CVAT-I-XZSO/C0715 | 250 | 2P |  | 1.0 |  | FL2 | GREY | OVE |  |  | 30 |  | 10.8 | 14 | OPEN & CLOSE STATUS VALVE | CVAT-XZSO/XZSC-0715 | CVAT-MZD | T1 | M20S |  | HOLD | JUNCTION BOX | CVAT-IJB-0406 | CVAT-MZD | T1 | M20S |  | HOLD |  |  |  | PTSC M&C | PTSC M&C - Onshore
195 | CVAT-I-XZSO/C0718 | 250 | 2P |  | 1.0 |  | FL2 | GREY | OVE |  |  | 30 |  | 10.8 | 14 | OPEN & CLOSE STATUS VALVE | CVAT-XZSO/XZSC-0718 | CVAT-MZD | T1 | M20S |  | HOLD | JUNCTION BOX | CVAT-IJB-0406 | CVAT-MZD | T1 | M20S |  | HOLD |  |  |  | PTSC M&C | PTSC M&C - Onshore
196 | CVAT-I-IJB0407 | 250 | 24P |  | 1.0 |  | FL4 | GREY | IND & OVE |  |  | 60 |  | 29.8 | 34.1 | JUNCTION BOX | CVAT-IJB-0407 | CVAT-MZD | T1 | M40 |  | HOLD | PCS MARSHALLING CABINET | HOLD 1 | CVAT-EIR | T1 | M40 |  | HOLD |  |  |  | PTSC M&C | PTSC M&C - Onshore
197 | CVAT-I-TIT0201 | 250 | 1P |  | 1.0 |  | FL2 | GREY | OVE |  |  | 30 |  | 7.3 | 10.4 | TEMPERATURE TRANSMITTER | CVAT-TIT-0201 | CVAT-MZD | T1 | M20S16 |  | HOLD | JUNCTION BOX | CVAT-IJB-0407 | CVAT-MZD | T1 | M20S16 |  | HOLD |  |  |  | PTSC M&C | PTSC M&C - Onshore
198 | CVAT-I-TIT0206 | 250 | 1P |  | 1.0 |  | FL2 | GREY | OVE |  |  | 30 |  | 7.3 | 10.4 | TEMPERATURE TRANSMITTER | CVAT-TIT-0206 | CVAT-MZD | T1 | M20S16 |  | HOLD | JUNCTION BOX | CVAT-IJB-0407 | CVAT-MZD | T1 | M20S16 |  | HOLD |  |  |  | PTSC M&C | PTSC M&C - Onshore
199 | CVAT-I-TIT0211 | 250 | 1P |  | 1.0 |  | FL2 | GREY | OVE |  |  | 30 |  | 7.3 | 10.4 | TEMPERATURE TRANSMITTER | CVAT-TIT-0211 | CVAT-MZD | T1 | M20S16 |  | HOLD | JUNCTION BOX | CVAT-IJB-0407 | CVAT-MZD | T1 | M20S16 |  | HOLD |  |  |  | PTSC M&C | PTSC M&C - Onshore
200 | CVAT-I-TIT0216 | 250 | 1P |  | 1.0 |  | FL2 | GREY | OVE |  |  | 30 |  | 7.3 | 10.4 | TEMPERATURE TRANSMITTER | CVAT-TIT-0216 | CVAT-MZD | T1 | M20S16 |  | HOLD | JUNCTION BOX | CVAT-IJB-0407 | CVAT-MZD | T1 | M20S16 |  | HOLD |  |  |  | PTSC M&C | PTSC M&C - Onshore
201 | CVAT-I-TIT0221 | 250 | 1P |  | 1.0 |  | FL2 | GREY | OVE |  |  | 30 |  | 7.3 | 10.4 | TEMPERATURE TRANSMITTER | CVAT-TIT-0221 | CVAT-MZD | T1 | M20S16 |  | HOLD | JUNCTION BOX | CVAT-IJB-0407 | CVAT-MZD | T1 | M20S16 |  | HOLD |  |  |  | PTSC M&C | PTSC M&C - Onshore
202 | CVAT-I-TIT0226 | 250 | 1P |  | 1.0 |  | FL2 | GREY | OVE |  |  | 30 |  | 7.3 | 10.4 | TEMPERATURE TRANSMITTER | CVAT-TIT-0226 | CVAT-MZD | T1 | M20S16 |  | HOLD | JUNCTION BOX | CVAT-IJB-0407 | CVAT-MZD | T1 | M20S16 |  | HOLD |  |  |  | PTSC M&C | PTSC M&C - Onshore
203 | CVAT-I-TIT0231 | 250 | 1P |  | 1.0 |  | FL2 | GREY | OVE |  |  | 30 |  | 7.3 | 10.4 | TEMPERATURE TRANSMITTER | CVAT-TIT-0231 | CVAT-MZD | T1 | M20S16 |  | HOLD | JUNCTION BOX | CVAT-IJB-0407 | CVAT-MZD | T1 | M20S16 |  | HOLD |  |  |  | PTSC M&C | PTSC M&C - Onshore
204 | CVAT-I-TIT0236 | 250 | 1P |  | 1.0 |  | FL2 | GREY | OVE |  |  | 30 |  | 7.3 | 10.4 | TEMPERATURE TRANSMITTER | CVAT-TIT-0236 | CVAT-MZD | T1 | M20S16 |  | HOLD | JUNCTION BOX | CVAT-IJB-0407 | CVAT-MZD | T1 | M20S16 |  | HOLD |  |  |  | PTSC M&C | PTSC M&C - Onshore
205 | CVAT-I-TIT0241 | 250 | 1P |  | 1.0 |  | FL2 | GREY | OVE |  |  | 30 |  | 7.3 | 10.4 | TEMPERATURE TRANSMITTER | CVAT-TIT-0241 | CVAT-MZD | T1 | M20S16 |  | HOLD | JUNCTION BOX | CVAT-IJB-0407 | CVAT-MZD | T1 | M20S16 |  | HOLD |  |  |  | PTSC M&C | PTSC M&C - Onshore
206 | CVAT-I-TIT0246 | 250 | 1P |  | 1.0 |  | FL2 | GREY | OVE |  |  | 30 |  | 7.3 | 10.4 | TEMPERATURE TRANSMITTER | CVAT-TIT-0246 | CVAT-MZD | T1 | M20S16 |  | HOLD | JUNCTION BOX | CVAT-IJB-0407 | CVAT-MZD | T1 | M20S16 |  | HOLD |  |  |  | PTSC M&C | PTSC M&C - Onshore
207 | CVAT-I-TIT0251 | 250 | 1P |  | 1.0 |  | FL2 | GREY | OVE |  |  | 30 |  | 7.3 | 10.4 | TEMPERATURE TRANSMITTER | CVAT-TIT-0251 | CVAT-MZD | T1 | M20S16 |  | HOLD | JUNCTION BOX | CVAT-IJB-0407 | CVAT-MZD | T1 | M20S16 |  | HOLD |  |  |  | PTSC M&C | PTSC M&C - Onshore
208 | CVAT-I-TIT0256 | 250 | 1P |  | 1.0 |  | FL2 | GREY | OVE |  |  | 30 |  | 7.3 | 10.4 | TEMPERATURE TRANSMITTER | CVAT-TIT-0256 | CVAT-MZD | T1 | M20S16 |  | HOLD | JUNCTION BOX | CVAT-IJB-0407 | CVAT-MZD | T1 | M20S16 |  | HOLD |  |  |  | PTSC M&C | PTSC M&C - Onshore
209 | CVAT-I-TIT0261 | 250 | 1P |  | 1.0 |  | FL2 | GREY | OVE |  |  | 30 |  | 7.3 | 10.4 | TEMPERATURE TRANSMITTER | CVAT-TIT-0261 | CVAT-MZD | T1 | M20S16 |  | HOLD | JUNCTION BOX | CVAT-IJB-0407 | CVAT-MZD | T1 | M20S16 |  | HOLD |  |  |  | PTSC M&C | PTSC M&C - Onshore
210 | CVAT-I-TIT0266 | 250 | 1P |  | 1.0 |  | FL2 | GREY | OVE |  |  | 30 |  | 7.3 | 10.4 | TEMPERATURE TRANSMITTER | CVAT-TIT-0266 | CVAT-MZD | T1 | M20S16 |  | HOLD | JUNCTION BOX | CVAT-IJB-0407 | CVAT-MZD | T1 | M20S16 |  | HOLD |  |  |  | PTSC M&C | PTSC M&C - Onshore
211 | CVAT-I-TIT0271 | 250 | 1P |  | 1.0 |  | FL2 | GREY | OVE |  |  | 30 |  | 7.3 | 10.4 | TEMPERATURE TRANSMITTER | CVAT-TIT-0271 | CVAT-MZD | T1 | M20S16 |  | HOLD | JUNCTION BOX | CVAT-IJB-0407 | CVAT-MZD | T1 | M20S16 |  | HOLD |  |  |  | PTSC M&C | PTSC M&C - Onshore
212 | CVAT-I-TIT0276 | 250 | 1P |  | 1.0 |  | FL2 | GREY | OVE |  |  | 30 |  | 7.3 | 10.4 | TEMPERATURE TRANSMITTER | CVAT-TIT-0276 | CVAT-MZD | T1 | M20S16 |  | HOLD | JUNCTION BOX | CVAT-IJB-0407 | CVAT-MZD | T1 | M20S16 |  | HOLD |  |  |  | PTSC M&C | PTSC M&C - Onshore
213 | CVAT-I-TIT0281 | 250 | 1P |  | 1.0 |  | FL2 | GREY | OVE |  |  | 30 |  | 7.3 | 10.4 | TEMPERATURE TRANSMITTER | CVAT-TIT-0281 | CVAT-MZD | T1 | M20S16 |  | HOLD | JUNCTION BOX | CVAT-IJB-0407 | CVAT-MZD | T1 | M20S16 |  | HOLD |  |  |  | PTSC M&C | PTSC M&C - Onshore
214 | CVAT-I-TIT0286 | 250 | 1P |  | 1.0 |  | FL2 | GREY | OVE |  |  | 30 |  | 7.3 | 10.4 | TEMPERATURE TRANSMITTER | CVAT-TIT-0286 | CVAT-MZD | T1 | M20S16 |  | HOLD | JUNCTION BOX | CVAT-IJB-0407 | CVAT-MZD | T1 | M20S16 |  | HOLD |  |  |  | PTSC M&C | PTSC M&C - Onshore
215 | CVAT-I-TIT0291 | 250 | 1P |  | 1.0 |  | FL2 | GREY | OVE |  |  | 30 |  | 7.3 | 10.4 | TEMPERATURE TRANSMITTER | CVAT-TIT-0291 | CVAT-MZD | T1 | M20S16 |  | HOLD | JUNCTION BOX | CVAT-IJB-0407 | CVAT-MZD | T1 | M20S16 |  | HOLD |  |  |  | PTSC M&C | PTSC M&C - Onshore
216 | CVAT-I-TIT0296 | 250 | 1P |  | 1.0 |  | FL2 | GREY | OVE |  |  | 30 |  | 7.3 | 10.4 | TEMPERATURE TRANSMITTER | CVAT-TIT-0296 | CVAT-MZD | T1 | M20S16 |  | HOLD | JUNCTION BOX | CVAT-IJB-0407 | CVAT-MZD | T1 | M20S16 |  | HOLD |  |  |  | PTSC M&C | PTSC M&C - Onshore
217 | CVAT-I-IJB0408 | 250 | 24P |  | 1.0 |  | FL2 | GREY | OVE |  |  | 60 |  | 26.5 | 30.6 | JUNCTION BOX | CVAT-IJB-0408 | CVAT-MZD | T1 | M40 |  | HOLD | PCS MARSHALLING CABINET | HOLD 1 | CVAT-EIR | T1 | M40 |  | HOLD |  |  |  | PTSC M&C | PTSC M&C - Onshore
218 | CVAT-I-BZSO/C0601 | 250 | 2P |  | 1.0 |  | FL2 | GREY | OVE |  |  | 30 |  | 10.8 | 14 | OPEN & CLOSE LIMIT SWITCH VALVE | CVAT-BZSO/BZSC-0601 | CVAT-MZD | T1 | M20S |  | HOLD | JUNCTION BOX | CVAT-IJB-0408 | CVAT-MZD | T1 | M20S |  | HOLD |  |  |  | PTSC M&C | PTSC M&C - Onshore
219 | CVAT-I-BZSO/C0801 | 250 | 2P |  | 1.0 |  | FL2 | GREY | OVE |  |  | 30 |  | 10.8 | 14 | OPEN & CLOSE LIMIT SWITCH VALVE | CVAT-BZSO/BZSC-0801 | CVAT-MZD | T1 | M20S |  | HOLD | JUNCTION BOX | CVAT-IJB-0408 | CVAT-MZD | T1 | M20S |  | HOLD |  |  |  | PTSC M&C | PTSC M&C - Onshore
220 | CVAT-I-SZSO/C3801 | 250 | 2P |  | 1.0 |  | FL2 | GREY | OVE |  |  | 30 |  | 10.8 | 14 | OPEN & CLOSE LIMIT SWITCH VALVE | CVAT-SZSO/SZSC-3801 | CVAT-MZD | T1 | M20S |  | HOLD | JUNCTION BOX | CVAT-IJB-0408 | CVAT-MZD | T1 | M20S |  | HOLD |  |  |  | PTSC M&C | PTSC M&C - Onshore
221 | CVAT-I-SZSO/C4002 | 250 | 2P |  | 1.0 |  | FL2 | GREY | OVE |  |  | 30 |  | 10.8 | 14 | OPEN & CLOSE LIMIT SWITCH VALVE | CVAT-SZSO/SZSC-4002 | CVAT-MZD | T1 | M20S |  | HOLD | JUNCTION BOX | CVAT-IJB-0408 | CVAT-MZD | T1 | M20S |  | HOLD |  |  |  | PTSC M&C | PTSC M&C - Onshore
222 | CVAT-I-XZSO/C0622 | 250 | 2P |  | 1.0 |  | FL2 | GREY | OVE |  |  | 30 |  | 10.8 | 14 | OPEN & CLOSE LIMIT SWITCH VALVE | CVAT-XZSO/XZSC-0622 | CVAT-MZD | T1 | M20S |  | HOLD | JUNCTION BOX | CVAT-IJB-0408 | CVAT-MZD | T1 | M20S |  | HOLD |  |  |  | PTSC M&C | PTSC M&C - Onshore
223 | CVAT-I-XZSO/C0623 | 250 | 2P |  | 1.0 |  | FL2 | GREY | OVE |  |  | 30 |  | 10.8 | 14 | OPEN & CLOSE LIMIT SWITCH VALVE | CVAT-XZSO/XZSC-0623 | CVAT-MZD | T1 | M20S |  | HOLD | JUNCTION BOX | CVAT-IJB-0408 | CVAT-MZD | T1 | M20S |  | HOLD |  |  |  | PTSC M&C | PTSC M&C - Onshore
224 | CVAT-I-XZSO/C0624 | 250 | 2P |  | 1.0 |  | FL2 | GREY | OVE |  |  | 30 |  | 10.8 | 14 | OPEN & CLOSE LIMIT SWITCH VALVE | CVAT-XZSO/XZSC-0624 | CVAT-MZD | T1 | M20S |  | HOLD | JUNCTION BOX | CVAT-IJB-0408 | CVAT-MZD | T1 | M20S |  | HOLD |  |  |  | PTSC M&C | PTSC M&C - Onshore
225 | CVAT-I-XZSO/C0625 | 250 | 2P |  | 1.0 |  | FL2 | GREY | OVE |  |  | 30 |  | 10.8 | 14 | OPEN & CLOSE LIMIT SWITCH VALVE | CVAT-XZSO/XZSC-0625 | CVAT-MZD | T1 | M20S |  | HOLD | JUNCTION BOX | CVAT-IJB-0408 | CVAT-MZD | T1 | M20S |  | HOLD |  |  |  | PTSC M&C | PTSC M&C - Onshore
226 | CVAT-I-XZSO/C0721 | 250 | 2P |  | 1.0 |  | FL2 | GREY | OVE |  |  | 30 |  | 10.8 | 14 | OPEN & CLOSE LIMIT SWITCH VALVE | CVAT-XZSO/XZSC-0721 | CVAT-MZD | T1 | M20S |  | HOLD | JUNCTION BOX | CVAT-IJB-0408 | CVAT-MZD | T1 | M20S |  | HOLD |  |  |  | PTSC M&C | PTSC M&C - Onshore
227 | CVAT-I-FS4701 | 250 | 1P |  | 1.0 |  | FL2 | GREY | OVE |  |  | 30 |  | 7.3 | 10.4 | FLOW SWITCH | CVAT-FS-4701 | CVAT-MZD | T1 | M20S16 |  | HOLD | JUNCTION BOX | CVAT-IJB-0408 | CVAT-MZD | T1 | M20S16 |  | HOLD |  |  |  | PTSC M&C | PTSC M&C - Onshore
228 | CVAT-I-IJB0409-1 | 250 | 8P |  | 1.0 |  | FL2 | GREY | OVE |  |  | 60 |  | 16.3 | 19.8 | JUNCTION BOX | CVAT-IJB-0409 | CVAT-MZD | T1 | M25S |  | HOLD | PCS MARSHALLING CABINET | HOLD 1 | CVAT-EIR | T1 | M25S |  | HOLD |  |  |  | PTSC M&C | PTSC M&C - Onshore
229 | CVAT-I-XPI3301 | 250 | 1P |  | 1.0 |  | FL2 | GREY | OVE |  |  | 30 |  | 7.3 | 10.4 | PIG DETECTOR - NON INTRUSIVE | CVAT-XPI-3301 | CVAT-MZD | T1 | M20S16 |  | HOLD | JUNCTION BOX | CVAT-IJB-0409 | CVAT-MZD | T1 | M20S16 |  | HOLD |  |  |  | PTSC M&C | PTSC M&C - Onshore
230 | CVAT-I-XPI3201 | 250 | 1P |  | 1.0 |  | FL2 | GREY | OVE |  |  | 30 |  | 7.3 | 10.4 | PIG DETECTOR - NON INTRUSIVE | CVAT-XPI-3201 | CVAT-MZD | T1 | M20S16 |  | HOLD | JUNCTION BOX | CVAT-IJB-0409 | CVAT-MZD | T1 | M20S16 |  | HOLD |  |  |  | PTSC M&C | PTSC M&C - Onshore |  |  | FUTURE
231 | CVAT-I-XPI3302 | 250 | 1P |  | 1.0 |  | FL2 | GREY | OVE |  |  | 30 |  | 7.3 | 10.4 | PIG DETECTOR - NON INTRUSIVE | CVAT-XPI-3302 | CVAT-MZD | T1 | M20S16 |  | HOLD | JUNCTION BOX | CVAT-IJB-0409 | CVAT-MZD | T1 | M20S16 |  | HOLD |  |  |  | PTSC M&C | PTSC M&C - Onshore |  |  | FUTURE
232 | CVAT-I-XPI3202 | 250 | 1P |  | 1.0 |  | FL2 | GREY | OVE |  |  | 30 |  | 7.3 | 10.4 | PIG DETECTOR - NON INTRUSIVE | CVAT-XPI-3202 | CVAT-MZD | T1 | M20S16 |  | HOLD | JUNCTION BOX | CVAT-IJB-0409 | CVAT-MZD | T1 | M20S16 |  | HOLD |  |  |  | PTSC M&C | PTSC M&C - Onshore |  |  | FUTURE
233 | CVAT-I-XPI3203 | 250 | 1P |  | 1.0 |  | FL2 | GREY | OVE |  |  | 30 |  | 7.3 | 10.4 | PIG DETECTOR - NON INTRUSIVE | CVAT-XPI-3203 | CVAT-MZD | T1 | M20S16 |  | HOLD | JUNCTION BOX | CVAT-IJB-0409 | CVAT-MZD | T1 | M20S16 |  | HOLD |  |  |  | PTSC M&C | PTSC M&C - Onshore |  |  | FUTURE
234 | CVAT-I-XPI3204 | 250 | 1P |  | 1.0 |  | FL2 | GREY | OVE |  |  | 30 |  | 7.3 | 10.4 | PIG DETECTOR - NON INTRUSIVE | CVAT-XPI-3204 | CVAT-MZD | T1 | M20S16 |  | HOLD | JUNCTION BOX | CVAT-IJB-0409 | CVAT-MZD | T1 | M20S16 |  | HOLD |  |  |  | PTSC M&C | PTSC M&C - Onshore |  |  | FUTURE
235 | CVAT-IJB-0409-2 | 0.6/1K | 19C |  | 1.5 |  | FL9 | GREY | - |  |  | 60 |  | 21.2 | 25.1 | JUNCTION BOX | CVAT-IJB-0409 | CVAT-MZD | T1 | M32 |  | HOLD | PCS MARSHALLING CABINET | HOLD 1 | CVAT-EIR | T1 | M32 |  | HOLD |  |  |  | PTSC M&C | PTSC M&C - Onshore
236 | CVAT-I-XPI3301P | 0.6/1K | 2C |  | 1.5 |  | FL9 | GREY | - |  |  | 30 |  | 9.5 | 12.8 | PIG DETECTOR - NON INTRUSIVE | CVAT-XPI-3301-P | CVAT-MZD | T1 | M20S |  | HOLD | JUNCTION BOX | CVAT-IJB-0409 | CVAT-MZD | T1 | M20S |  | HOLD |  |  |  | PTSC M&C | PTSC M&C - Onshore
237 | CVAT-I-XPI3201P | 0.6/1K | 2C |  | 1.5 |  | FL9 | GREY | - |  |  | 30 |  | 9.5 | 12.8 | PIG DETECTOR - NON INTRUSIVE | CVAT-XPI-3201-P | CVAT-MZD | T1 | M20S |  | HOLD | JUNCTION BOX | CVAT-IJB-0409 | CVAT-MZD | T1 | M20S |  | HOLD |  |  |  | PTSC M&C | PTSC M&C - Onshore |  |  | FUTURE
238 | CVAT-I-XPI3302P | 0.6/1K | 2C |  | 1.5 |  | FL9 | GREY | - |  |  | 30 |  | 9.5 | 12.8 | PIG DETECTOR - NON INTRUSIVE | CVAT-XPI-3302-P | CVAT-MZD | T1 | M20S |  | HOLD | JUNCTION BOX | CVAT-IJB-0409 | CVAT-MZD | T1 | M20S |  | HOLD |  |  |  | PTSC M&C | PTSC M&C - Onshore |  |  | FUTURE
239 | CVAT-I-XPI3202P | 0.6/1K | 2C |  | 1.5 |  | FL9 | GREY | - |  |  | 30 |  | 9.5 | 12.8 | PIG DETECTOR - NON INTRUSIVE | CVAT-XPI-3202-P | CVAT-MZD | T1 | M20S |  | HOLD | JUNCTION BOX | CVAT-IJB-0409 | CVAT-MZD | T1 | M20S |  | HOLD |  |  |  | PTSC M&C | PTSC M&C - Onshore |  |  | FUTURE
240 | CVAT-I-XPI3203P | 0.6/1K | 2C |  | 1.5 |  | FL9 | GREY | - |  |  | 30 |  | 9.5 | 12.8 | PIG DETECTOR - NON INTRUSIVE | CVAT-XPI-3203-P | CVAT-MZD | T1 | M20S |  | HOLD | JUNCTION BOX | CVAT-IJB-0409 | CVAT-MZD | T1 | M20S |  | HOLD |  |  |  | PTSC M&C | PTSC M&C - Onshore |  |  | FUTURE
241 | CVAT-I-XPI3204P | 0.6/1K | 2C |  | 1.5 |  | FL9 | GREY | - |  |  | 30 |  | 9.5 | 12.8 | PIG DETECTOR - NON INTRUSIVE | CVAT-XPI-3204-P | CVAT-MZD | T1 | M20S |  | HOLD | JUNCTION BOX | CVAT-IJB-0409 | CVAT-MZD | T1 | M20S |  | HOLD |  |  |  | PTSC M&C | PTSC M&C - Onshore |  |  | FUTURE
242 | CVAT-I-PK5301-1 | 250 | 8P |  | 1.0 |  | FL2 | GREY | OVE |  |  | 60 |  | 16.3 | 19.8 | CHEMICAL INJECTION SKID | CVAT-PK-5301 | CVAT-CD | T1 | M25S |  | HOLD | PCS MARSHALLING CABINET | HOLD 1 | CVAT-EIR | T1 | M25S |  | HOLD |  |  |  | PTSC M&C | PTSC M&C - Onshore
243 | CVAT-I-BCB6201A-1 | 250 | 2P |  | 1.0 |  | FL2 | GREY | OVE |  |  | 60 |  | 10.8 | 14 | BATTERY BREAKER BOX | CVAT-BCB-6201A | CVAT-CD | T1 | M20S |  | HOLD | PCS MARSHALLING CABINET | HOLD 1 | CVAT-EIR | T1 | M20S |  | HOLD |  |  |  | PTSC M&C | PTSC M&C - Onshore
244 | CVAT-I-BCB6201B-1 | 250 | 2P |  | 1.0 |  | FL2 | GREY | OVE |  |  | 60 |  | 10.8 | 14 | BATTERY BREAKER BOX | CVAT-BCB-6201B | CVAT-CD | T1 | M20S |  | HOLD | PCS MARSHALLING CABINET | HOLD 1 | CVAT-EIR | T1 | M20S |  | HOLD |  |  |  | PTSC M&C | PTSC M&C - Onshore
245 | CVAT-I-BCB6202A-1 | 250 | 2P |  | 1.0 |  | FL2 | GREY | OVE |  |  | 60 |  | 10.8 | 14 | BATTERY BREAKER BOX | CVAT-BCB-6202A | CVAT-CD | T1 | M20S |  | HOLD | PCS MARSHALLING CABINET | HOLD 1 | CVAT-EIR | T1 | M20S |  | HOLD |  |  |  | PTSC M&C | PTSC M&C - Onshore
246 | CVAT-I-BCB6202B-1 | 250 | 2P |  | 1.0 |  | FL2 | GREY | OVE |  |  | 60 |  | 10.8 | 14 | BATTERY BREAKER BOX | CVAT-BCB-6202B | CVAT-CD | T1 | M20S |  | HOLD | PCS MARSHALLING CABINET | HOLD 1 | CVAT-EIR | T1 | M20S |  | HOLD |  |  |  | PTSC M&C | PTSC M&C - Onshore
247 | CVAT-I-PK0801-1 |  | 4Pr |  | 23AWG |  | ETH2 | BLACK | IND & OVE |  |  | 60 |  | 8.3 | 11.4 | GAS CHROMATOGRAPH SKID | CVAT-PK-0801 | CVAT-CD | T1 | M20S |  | HOLD | PCS SYSTEM CABINET | HOLD 1 | CVAT-EIR | T1 | M20S |  | HOLD |  |  |  | PTSC M&C | PTSC M&C - Onshore
248 | CVAT-I-NACP8701-1 |  | RS485 |  | RS485 |  | RS485 | BLACK | IND & OVE |  |  | 60 |  | 8.3 | 11.4 | NAVIGATIONAL AIDS - CENTRAL CONTROL PANEL | CVAT-NACP-8701 | CVAT-EIR | T1 | M20S |  | HOLD | PCS SYSTEM CABINET | HOLD 1 | CVAT-EIR | T1 | M20S |  | HOLD |  |  |  | PTSC M&C | PTSC M&C - Onshore
249 | CVAT-I-NACP8701-2 | 250 | 8P |  | 1.0 |  | FL2 | GREY | OVE |  |  | 60 |  | 16.3 | 19.8 | NAVIGATIONAL AIDS - CENTRAL CONTROL PANEL | CVAT-NACP-8701 | CVAT-CD | T1 | M25S |  | HOLD | PCS MARSHALLING CABINET | HOLD 1 | CVAT-EIR | T1 | M25S |  | HOLD |  |  |  | PTSC M&C | PTSC M&C - Onshore
250 | CVAT-I-PK0701-1 |  | 4Pr |  | 23AWG |  | ETH2 | BLACK | IND & OVE |  |  | 60 |  | 8.3 | 11.4 | BOOSTER COMPRESSOR | CVAT-PK-0701 | CVAT-CD | T1 | M20S |  | HOLD | PCS SYSTEM CABINET | HOLD 1 | CVAT-EIR | T1 | M20S |  | HOLD |  |  |  | PTSC M&C | PTSC M&C - Onshore
251 | CVAT-I-PK0701-2 | 250 | 8P |  | 1.0 |  | FL2 | GREY | OVE |  |  | 60 |  | 16.3 | 19.8 | BOOSTER COMPRESSOR | CVAT-PK-0701 | CVAT-CD | T1 | M25S |  | HOLD | PCS MARSHALLING CABINET | HOLD 1 | CVAT-EIR | T1 | M25S |  | HOLD |  |  |  | PTSC M&C | PTSC M&C - Onshore
252 | CVAT-I-PK0701-3 | 250 | 4P |  | 1.0 |  | FL2 | GREY | OVE |  |  | 60 |  | 12.6 | 15.8 | BOOSTER COMPRESSOR | CVAT-PK-0701 | CVAT-CD | T1 | M20 |  | HOLD | PCS MARSHALLING CABINET | HOLD 1 | CVAT-EIR | T1 | M20 |  | HOLD |  |  |  | PTSC M&C | PTSC M&C - Onshore
253 | CVAT-I-CO6201-1 |  | RS485 |  | RS485 |  | RS485 | BLACK | IND & OVE |  |  | 60 |  | 8.3 | 11.4 | 24VDC AC/DC CONVERTER | CVAT-CO-6201 | CVAT-CD | T1 | M20S |  | HOLD | PCS SYSTEM CABINET | HOLD 1 | CVAT-EIR | T1 | M20S |  | HOLD |  |  |  | PTSC M&C | PTSC M&C - Onshore
254 | CVAT-I-CO6201-2 | 250 | 4P |  | 1.0 |  | FL2 | GREY | OVE |  |  | 60 |  | 12.6 | 15.8 | 24VDC AC/DC CONVERTER | CVAT-CO-6201 | CVAT-EIR | T1 | M20 |  | HOLD | PCS MARSHALLING CABINET | HOLD 1 | CVAT-EIR | T1 | M20 |  | HOLD |  |  |  | PTSC M&C | PTSC M&C - Onshore
255 | CVAT-I-CO6202-1 |  | RS485 |  | RS485 |  | RS485 | BLACK | IND & OVE |  |  | 60 |  | 8.3 | 11.4 | 24VDC AC/DC CONVERTER | CVAT-CO-6202 | CVAT-CD | T1 | M20S |  | HOLD | PCS SYSTEM CABINET | HOLD 1 | CVAT-EIR | T1 | M20S |  | HOLD |  |  |  | PTSC M&C | PTSC M&C - Onshore
256 | CVAT-I-CO6202-2 | 250 | 4P |  | 1.0 |  | FL2 | GREY | OVE |  |  | 60 |  | 12.6 | 15.8 | 24VDC AC/DC CONVERTER | CVAT-CO-6202 | CVAT-EIR | T1 | M20 |  | HOLD | PCS MARSHALLING CABINET | HOLD 1 | CVAT-EIR | T1 | M20 |  | HOLD |  |  |  | PTSC M&C | PTSC M&C - Onshore
257 | CVAT-I-MDR7301-1 | 250 | 2P |  | 1.0 |  | FL2 | GREY | OVE |  |  | 60 |  | 10.8 | 14 | MICROWAVE DIGITAL RADIO SYSTEM | CVAT-MDR-7301 | CVAT-EIR | T1 | M20S |  | HOLD | PCS MARSHALLING CABINET | HOLD 1 | CVAT-EIR | T1 | M20S |  | HOLD |  |  |  | PTSC M&C | PTSC M&C - Onshore
258 | CVAT-I-DDP6201-1 | 250 | 8P |  | 1.0 |  | FL2 | GREY | OVE |  |  | 60 |  | 16.3 | 19.8 | 24VDC DISTRIBUTION PANEL | CVAT-DDP-6201 | CVAT-EIR | T1 | M25S |  | HOLD | PCS MARSHALLING CABINET | HOLD 1 | CVAT-EIR | T1 | M25S |  | HOLD |  |  |  | PTSC M&C | PTSC M&C - Onshore
259 | CVAT-I-DE6002-1 |  | 4Pr |  | 23AWG |  | ETH2 | BLACK | IND & OVE |  |  | 60 |  | 8.3 | 11.4 | DIESEL ENGINE GENERATOR | CVAT-DE-6002 | CVAT-MZD | T1 | M20S |  | HOLD | PCS SYSTEM CABINET | HOLD 1 | CVAT-EIR | T1 | M20S |  | HOLD |  |  |  | PTSC M&C | PTSC M&C - Onshore
260 | CVAT-I-DE6002-2 | 250 | 4P |  | 1.0 |  | FL2 | GREY | OVE |  |  | 60 |  | 12.6 | 15.8 | DIESEL ENGINE GENERATOR | CVAT-DE-6002 | CVAT-MZD | T1 | M20 |  | HOLD | PCS MARSHALLING CABINET | HOLD 1 | CVAT-EIR | T1 | M20 |  | HOLD |  |  |  | PTSC M&C | PTSC M&C - Onshore
261 | CVAT-I-DE6002-3 | 250 | 8P |  | 1.0 |  | FL2 | GREY | OVE |  |  | 60 |  | 16.3 | 19.8 | DIESEL ENGINE GENERATOR | CVAT-DE-6002 | CVAT-MZD | T1 | M25S |  | HOLD | PCS MARSHALLING CABINET | HOLD 1 | CVAT-EIR | T1 | M25S |  | HOLD |  |  |  | PTSC M&C | PTSC M&C - Onshore
262 | CVAT-I-GE6001-1 |  | 4Pr |  | 23AWG |  | ETH2 | BLACK | IND & OVE |  |  | 60 |  | 8.3 | 11.4 | GAS ENGINE GENERATOR | CVAT-GE-6001 | CVAT-MZD | T1 | M20S |  | HOLD | PCS SYSTEM CABINET | HOLD 1 | CVAT-EIR | T1 | M20S |  | HOLD |  |  |  | PTSC M&C | PTSC M&C - Onshore
263 | CVAT-I-GE6001-2 | 250 | 2P |  | 1.0 |  | FL2 | GREY | OVE |  |  | 60 |  | 10.8 | 14 | GAS ENGINE GENERATOR | CVAT-GE-6001 | CVAT-MZD | T1 | M20S |  | HOLD | PCS MARSHALLING CABINET | HOLD 1 | CVAT-EIR | T1 | M20S |  | HOLD |  |  |  | PTSC M&C | PTSC M&C - Onshore
264 | CVAT-I-GE6001-3 | 250 | 8P |  | 1.0 |  | FL2 | GREY | OVE |  |  | 60 |  | 16.3 | 19.8 | GAS ENGINE GENERATOR | CVAT-GE-6001 | CVAT-MZD | T1 | M25S |  | HOLD | PCS MARSHALLING CABINET | HOLD 1 | CVAT-EIR | T1 | M25S |  | HOLD |  |  |  | PTSC M&C | PTSC M&C - Onshore
265 | CVAT-I-ADP6501-1 | 250 | 12P |  | 1.0 |  | FL2 | GREY | OVE |  |  | 60 |  | 19.6 | 23.3 | 400VAC INCOMING PANEL | CVAT-ADP-6501 | CVAT-EIR | T1 | M25 |  | HOLD | PCS MARSHALLING CABINET | HOLD 1 | CVAT-EIR | T1 | M25 |  | HOLD |  |  |  | PTSC M&C | PTSC M&C - Onshore
266 | CVAT-I-ADP6501-2 | 250 | 8P |  | 1.0 |  | FL2 | GREY | OVE |  |  | 60 |  | 16.3 | 19.8 | 400VAC INCOMING PANEL | CVAT-ADP-6501 | CVAT-EIR | T1 | M25S |  | HOLD | PCS MARSHALLING CABINET | HOLD 1 | CVAT-EIR | T1 | M25S |  | HOLD |  |  |  | PTSC M&C | PTSC M&C - Onshore
267 | CVAT-I-ADP6601-1 | 250 | 4P |  | 1.0 |  | FL2 | GREY | OVE |  |  | 60 |  | 12.6 | 15.8 | 400/230VAC DISTRIBUTION PANEL | CVAT-ADP-6601 | CVAT-EIR | T1 | M20 |  | HOLD | PCS MARSHALLING CABINET | HOLD 1 | CVAT-EIR | T1 | M20 |  | HOLD |  |  |  | PTSC M&C | PTSC M&C - Onshore
II | SDS CABLES
268 | CVAT-I-XJB0201-1 | 250 | 4P |  | 1.0 |  | FR2 | ORANGE | OVE |  |  | 60 |  | 17.2 | 21.5 | JUNCTION BOX | CVAT-XJB-0201 | CVAT-SCD | T1 | M25 |  | HOLD | SDS & FGS MARSHALLING CABINET | HOLD 1 | CVAT-EIR | T1 | M25 |  | HOLD |  |  |  | PTSC M&C | PTSC M&C - Onshore
269 | CVAT-I-ESD7101 | 250 | 1P |  | 1.0 |  | FR2 | ORANGE | OVE |  |  | 30 |  | 9.8 | 13.3 | EMERGENCY STATION PUSH BUTTON | CVAT-ESD-7101 | CVAT-SCD | T1 | M20S |  | HOLD | JUNCTION BOX | CVAT-XJB-0201 | CVAT-SCD | T1 | M20S |  | HOLD |  |  |  | PTSC M&C | PTSC M&C - Onshore
270 | CVAT-I-ESD7102 | 250 | 1P |  | 1.0 |  | FR2 | ORANGE | OVE |  |  | 30 |  | 9.8 | 13.3 | EMERGENCY STATION PUSH BUTTON | CVAT-ESD-7102 | CVAT-SCD | T1 | M20S |  | HOLD | JUNCTION BOX | CVAT-XJB-0201 | CVAT-SCD | T1 | M20S |  | HOLD |  |  |  | PTSC M&C | PTSC M&C - Onshore
271 | CVAT-I-XJB0201-02 | 0.6/1K | 37C |  | 1.5 |  | FR9 | ORANGE | - |  |  | 60 |  | 35.7 | 40.7 | JUNCTION BOX | CVAT-XJB-0201 | CVAT-SCD | T1 | M50S |  | HOLD | SDS & FGS MARSHALLING CABINET | HOLD 1 | CVAT-EIR | T1 | M50S |  | HOLD |  |  |  | PTSC M&C | PTSC M&C - Onshore
272 | CVAT-I-SXSV0801 | 0.6/1K | 2C |  | 1.5 |  | FR9 | ORANGE | - |  |  | 30 |  | 11.8 | 15.4 | S/D VALVE-SOLENOID | CVAT-SXSV-0801 | CVAT-SCD | T1 | M20 |  | HOLD | JUNCTION BOX | CVAT-XJB-0201 | CVAT-SCD | T1 | M20 |  | HOLD |  |  |  | PTSC M&C | PTSC M&C - Onshore
273 | CVAT-I-SXSV0802 | 0.6/1K | 2C |  | 1.5 |  | FR9 | ORANGE | - |  |  | 30 |  | 11.8 | 15.4 | S/D VALVE-SOLENOID | CVAT-SXSV-0802 | CVAT-SCD | T1 | M20 |  | HOLD | JUNCTION BOX | CVAT-XJB-0201 | CVAT-SCD | T1 | M20 |  | HOLD |  |  |  | PTSC M&C | PTSC M&C - Onshore |  |  | FUTURE
274 | CVAT-I-SXSV0803 | 0.6/1K | 2C |  | 1.5 |  | FR9 | ORANGE | - |  |  | 30 |  | 11.8 | 15.4 | S/D VALVE-SOLENOID | CVAT-SXSV-0803 | CVAT-SCD | T1 | M20 |  | HOLD | JUNCTION BOX | CVAT-XJB-0201 | CVAT-SCD | T1 | M20 |  | HOLD |  |  |  | PTSC M&C | PTSC M&C - Onshore |  |  | FUTURE
275 | CVAT-I-SXSV4002 | 0.6/1K | 2C |  | 1.5 |  | FR9 | ORANGE | - |  |  | 30 |  | 11.8 | 15.4 | S/D VALVE-SOLENOID | CVAT-SXSV-4002 | CVAT-SCD | T1 | M20 |  | HOLD | JUNCTION BOX | CVAT-XJB-0201 | CVAT-SCD | T1 | M20 |  | HOLD |  |  |  | PTSC M&C | PTSC M&C - Onshore
276 | CVAT-I-XXSV4001 | 0.6/1K | 2C |  | 1.5 |  | FR9 | ORANGE | - |  |  | 30 |  | 11.8 | 15.4 | ON/OFF VALVE-SOLENOID | CVAT-XXSV-4001 | CVAT-SCD | T1 | M20 |  | HOLD | JUNCTION BOX | CVAT-XJB-0201 | CVAT-SCD | T1 | M20 |  | HOLD |  |  |  | PTSC M&C | PTSC M&C - Onshore
277 | CVAT-I-XXSV4003 | 0.6/1K | 2C |  | 1.5 |  | FR9 | ORANGE | - |  |  | 30 |  | 11.8 | 15.4 | ON/OFF VALVE-SOLENOID | CVAT-XXSV-4003 | CVAT-SCD | T1 | M20 |  | HOLD | JUNCTION BOX | CVAT-XJB-0201 | CVAT-SCD | T1 | M20 |  | HOLD |  |  |  | PTSC M&C | PTSC M&C - Onshore
278 | CVAT-I-XXSV4004 | 0.6/1K | 2C |  | 1.5 |  | FR9 | ORANGE | - |  |  | 30 |  | 11.8 | 15.4 | ON/OFF VALVE-SOLENOID | CVAT-XXSV-4004 | CVAT-SCD | T1 | M20 |  | HOLD | JUNCTION BOX | CVAT-XJB-0201 | CVAT-SCD | T1 | M20 |  | HOLD |  |  |  | PTSC M&C | PTSC M&C - Onshore
279 | CVAT-I-XXSV4102 | 0.6/1K | 2C |  | 1.5 |  | FR9 | ORANGE | - |  |  | 30 |  | 11.8 | 15.4 | ON/OFF VALVE-SOLENOID | CVAT-XXSV-4102 | CVAT-SCD | T1 | M20 |  | HOLD | JUNCTION BOX | CVAT-XJB-0201 | CVAT-SCD | T1 | M20 |  | HOLD |  |  |  | PTSC M&C | PTSC M&C - Onshore
280 | CVAT-I-SXSV0804 | 0.6/1K | 2C |  | 1.5 |  | FR9 | ORANGE | - |  |  | 30 |  | 11.8 | 15.4 | S/D VALVE-SOLENOID | CVAT-SXSV-0804 | CVAT-SCD | T1 | M20 |  | HOLD | JUNCTION BOX | CVAT-XJB-0201 | CVAT-SCD | T1 | M20 |  | HOLD |  |  |  | PTSC M&C | PTSC M&C - Onshore |  |  | FUTURE
281 | CVAT-I-SXSV0805 | 0.6/1K | 2C |  | 1.5 |  | FR9 | ORANGE | - |  |  | 30 |  | 11.8 | 15.4 | S/D VALVE-SOLENOID | CVAT-SXSV-0805 | CVAT-SCD | T1 | M20 |  | HOLD | JUNCTION BOX | CVAT-XJB-0201 | CVAT-SCD | T1 | M20 |  | HOLD |  |  |  | PTSC M&C | PTSC M&C - Onshore |  |  | FUTURE
282 | CVAT-I-SXSV0806 | 0.6/1K | 2C |  | 1.5 |  | FR9 | ORANGE | - |  |  | 30 |  | 11.8 | 15.4 | S/D VALVE-SOLENOID | CVAT-SXSV-0806 | CVAT-SCD | T1 | M20 |  | HOLD | JUNCTION BOX | CVAT-XJB-0201 | CVAT-SCD | T1 | M20 |  | HOLD |  |  |  | PTSC M&C | PTSC M&C - Onshore |  |  | FUTURE
283 | CVAT-I-SXSV0807 | 0.6/1K | 2C |  | 1.5 |  | FR9 | ORANGE | - |  |  | 30 |  | 11.8 | 15.4 | S/D VALVE-SOLENOID | CVAT-SXSV-0807 | CVAT-SCD | T1 | M20 |  | HOLD | JUNCTION BOX | CVAT-XJB-0201 | CVAT-SCD | T1 | M20 |  | HOLD |  |  |  | PTSC M&C | PTSC M&C - Onshore |  |  | FUTURE
284 | CVAT-I-SXSV0808 | 0.6/1K | 2C |  | 1.5 |  | FR9 | ORANGE | - |  |  | 30 |  | 11.8 | 15.4 | S/D VALVE-SOLENOID | CVAT-SXSV-0808 | CVAT-SCD | T1 | M20 |  | HOLD | JUNCTION BOX | CVAT-XJB-0201 | CVAT-SCD | T1 | M20 |  | HOLD |  |  |  | PTSC M&C | PTSC M&C - Onshore |  |  | FUTURE
285 | CVAT-I-SXSV0809 | 0.6/1K | 2C |  | 1.5 |  | FR9 | ORANGE | - |  |  | 30 |  | 11.8 | 15.4 | S/D VALVE-SOLENOID | CVAT-SXSV-0809 | CVAT-SCD | T1 | M20 |  | HOLD | JUNCTION BOX | CVAT-XJB-0201 | CVAT-SCD | T1 | M20 |  | HOLD |  |  |  | PTSC M&C | PTSC M&C - Onshore |  |  | FUTURE
286 | CVAT-I-SXSV0810 | 0.6/1K | 2C |  | 1.5 |  | FR9 | ORANGE | - |  |  | 30 |  | 11.8 | 15.4 | S/D VALVE-SOLENOID | CVAT-SXSV-0810 | CVAT-SCD | T1 | M20 |  | HOLD | JUNCTION BOX | CVAT-XJB-0201 | CVAT-SCD | T1 | M20 |  | HOLD |  |  |  | PTSC M&C | PTSC M&C - Onshore |  |  | FUTURE
287 | CVAT-I-XJB0301 | 250 | 24P |  | 1.0 |  | FR4 | ORANGE | IND & OVE |  |  | 60 |  | 39.2 | 45 | JUNCTION BOX | CVAT-XJB-0301 | CVAT-CD | T1 | M50 |  | HOLD | SDS & FGS MARSHALLING CABINET | HOLD 1 | CVAT-EIR | T1 | M50 |  | HOLD |  |  |  | PTSC M&C | PTSC M&C - Onshore
288 | CVAT-I-PIT0102 | 250 | 1P |  | 1.0 |  | FR2 | ORANGE | OVE |  |  | 30 |  | 9.8 | 13.3 | PRESSURE TRANSMITTER | CVAT-PIT-0102 | CVAT-CD | T1 | M20S |  | HOLD | SDS & FGS MARSHALLING CABINET | HOLD 1 | CVAT-EIR | T1 | M20S |  | HOLD |  |  |  | PTSC M&C | PTSC M&C - Onshore
289 | CVAT-I-PIT0107 | 250 | 1P |  | 1.0 |  | FR2 | ORANGE | OVE |  |  | 30 |  | 9.8 | 13.3 | PRESSURE TRANSMITTER | CVAT-PIT-0107 | CVAT-CD | T1 | M20S |  | HOLD | SDS & FGS MARSHALLING CABINET | HOLD 1 | CVAT-EIR | T1 | M20S |  | HOLD |  |  |  | PTSC M&C | PTSC M&C - Onshore
290 | CVAT-I-PIT0112 | 250 | 1P |  | 1.0 |  | FR2 | ORANGE | OVE |  |  | 30 |  | 9.8 | 13.3 | PRESSURE TRANSMITTER | CVAT-PIT-0112 | CVAT-CD | T1 | M20S |  | HOLD | SDS & FGS MARSHALLING CABINET | HOLD 1 | CVAT-EIR | T1 | M20S |  | HOLD |  |  |  | PTSC M&C | PTSC M&C - Onshore
291 | CVAT-I-PIT0117 | 250 | 1P |  | 1.0 |  | FR2 | ORANGE | OVE |  |  | 30 |  | 9.8 | 13.3 | PRESSURE TRANSMITTER | CVAT-PIT-0117 | CVAT-CD | T1 | M20S |  | HOLD | SDS & FGS MARSHALLING CABINET | HOLD 1 | CVAT-EIR | T1 | M20S |  | HOLD |  |  |  | PTSC M&C | PTSC M&C - Onshore
292 | CVAT-I-PIT0122 | 250 | 1P |  | 1.0 |  | FR2 | ORANGE | OVE |  |  | 30 |  | 9.8 | 13.3 | PRESSURE TRANSMITTER | CVAT-PIT-0122 | CVAT-CD | T1 | M20S |  | HOLD | SDS & FGS MARSHALLING CABINET | HOLD 1 | CVAT-EIR | T1 | M20S |  | HOLD |  |  |  | PTSC M&C | PTSC M&C - Onshore
293 | CVAT-I-PIT0127 | 250 | 1P |  | 1.0 |  | FR2 | ORANGE | OVE |  |  | 30 |  | 9.8 | 13.3 | PRESSURE TRANSMITTER | CVAT-PIT-0127 | CVAT-CD | T1 | M20S |  | HOLD | SDS & FGS MARSHALLING CABINET | HOLD 1 | CVAT-EIR | T1 | M20S |  | HOLD |  |  |  | PTSC M&C | PTSC M&C - Onshore
294 | CVAT-I-PIT0132 | 250 | 1P |  | 1.0 |  | FR2 | ORANGE | OVE |  |  | 30 |  | 9.8 | 13.3 | PRESSURE TRANSMITTER | CVAT-PIT-0132 | CVAT-CD | T1 | M20S |  | HOLD | SDS & FGS MARSHALLING CABINET | HOLD 1 | CVAT-EIR | T1 | M20S |  | HOLD |  |  |  | PTSC M&C | PTSC M&C - Onshore
295 | CVAT-I-PIT0137 | 250 | 1P |  | 1.0 |  | FR2 | ORANGE | OVE |  |  | 30 |  | 9.8 | 13.3 | PRESSURE TRANSMITTER | CVAT-PIT-0137 | CVAT-CD | T1 | M20S |  | HOLD | SDS & FGS MARSHALLING CABINET | HOLD 1 | CVAT-EIR | T1 | M20S |  | HOLD |  |  |  | PTSC M&C | PTSC M&C - Onshore
296 | CVAT-I-PIT0142 | 250 | 1P |  | 1.0 |  | FR2 | ORANGE | OVE |  |  | 30 |  | 9.8 | 13.3 | PRESSURE TRANSMITTER | CVAT-PIT-0142 | CVAT-CD | T1 | M20S |  | HOLD | SDS & FGS MARSHALLING CABINET | HOLD 1 | CVAT-EIR | T1 | M20S |  | HOLD |  |  |  | PTSC M&C | PTSC M&C - Onshore
297 | CVAT-I-PIT0147 | 250 | 1P |  | 1.0 |  | FR2 | ORANGE | OVE |  |  | 30 |  | 9.8 | 13.3 | PRESSURE TRANSMITTER | CVAT-PIT-0147 | CVAT-CD | T1 | M20S |  | HOLD | SDS & FGS MARSHALLING CABINET | HOLD 1 | CVAT-EIR | T1 | M20S |  | HOLD |  |  |  | PTSC M&C | PTSC M&C - Onshore
298 | CVAT-I-PIT0152 | 250 | 1P |  | 1.0 |  | FR2 | ORANGE | OVE |  |  | 30 |  | 9.8 | 13.3 | PRESSURE TRANSMITTER | CVAT-PIT-0152 | CVAT-CD | T1 | M20S |  | HOLD | SDS & FGS MARSHALLING CABINET | HOLD 1 | CVAT-EIR | T1 | M20S |  | HOLD |  |  |  | PTSC M&C | PTSC M&C - Onshore
299 | CVAT-I-PIT0157 | 250 | 1P |  | 1.0 |  | FR2 | ORANGE | OVE |  |  | 30 |  | 9.8 | 13.3 | PRESSURE TRANSMITTER | CVAT-PIT-0157 | CVAT-CD | T1 | M20S |  | HOLD | SDS & FGS MARSHALLING CABINET | HOLD 1 | CVAT-EIR | T1 | M20S |  | HOLD |  |  |  | PTSC M&C | PTSC M&C - Onshore
300 | CVAT-I-PIT0162 | 250 | 1P |  | 1.0 |  | FR2 | ORANGE | OVE |  |  | 30 |  | 9.8 | 13.3 | PRESSURE TRANSMITTER | CVAT-PIT-0162 | CVAT-CD | T1 | M20S |  | HOLD | SDS & FGS MARSHALLING CABINET | HOLD 1 | CVAT-EIR | T1 | M20S |  | HOLD |  |  |  | PTSC M&C | PTSC M&C - Onshore
301 | CVAT-I-PIT0167 | 250 | 1P |  | 1.0 |  | FR2 | ORANGE | OVE |  |  | 30 |  | 9.8 | 13.3 | PRESSURE TRANSMITTER | CVAT-PIT-0167 | CVAT-CD | T1 | M20S |  | HOLD | SDS & FGS MARSHALLING CABINET | HOLD 1 | CVAT-EIR | T1 | M20S |  | HOLD |  |  |  | PTSC M&C | PTSC M&C - Onshore
302 | CVAT-I-PIT0172 | 250 | 1P |  | 1.0 |  | FR2 | ORANGE | OVE |  |  | 30 |  | 9.8 | 13.3 | PRESSURE TRANSMITTER | CVAT-PIT-0172 | CVAT-CD | T1 | M20S |  | HOLD | SDS & FGS MARSHALLING CABINET | HOLD 1 | CVAT-EIR | T1 | M20S |  | HOLD |  |  |  | PTSC M&C | PTSC M&C - Onshore
303 | CVAT-I-PIT0177 | 250 | 1P |  | 1.0 |  | FR2 | ORANGE | OVE |  |  | 30 |  | 9.8 | 13.3 | PRESSURE TRANSMITTER | CVAT-PIT-0177 | CVAT-CD | T1 | M20S |  | HOLD | SDS & FGS MARSHALLING CABINET | HOLD 1 | CVAT-EIR | T1 | M20S |  | HOLD |  |  |  | PTSC M&C | PTSC M&C - Onshore
304 | CVAT-I-PIT0182 | 250 | 1P |  | 1.0 |  | FR2 | ORANGE | OVE |  |  | 30 |  | 9.8 | 13.3 | PRESSURE TRANSMITTER | CVAT-PIT-0182 | CVAT-CD | T1 | M20S |  | HOLD | SDS & FGS MARSHALLING CABINET | HOLD 1 | CVAT-EIR | T1 | M20S |  | HOLD |  |  |  | PTSC M&C | PTSC M&C - Onshore
305 | CVAT-I-PIT0187 | 250 | 1P |  | 1.0 |  | FR2 | ORANGE | OVE |  |  | 30 |  | 9.8 | 13.3 | PRESSURE TRANSMITTER | CVAT-PIT-0187 | CVAT-CD | T1 | M20S |  | HOLD | SDS & FGS MARSHALLING CABINET | HOLD 1 | CVAT-EIR | T1 | M20S |  | HOLD |  |  |  | PTSC M&C | PTSC M&C - Onshore
306 | CVAT-I-PIT0192 | 250 | 1P |  | 1.0 |  | FR2 | ORANGE | OVE |  |  | 30 |  | 9.8 | 13.3 | PRESSURE TRANSMITTER | CVAT-PIT-0192 | CVAT-CD | T1 | M20S |  | HOLD | SDS & FGS MARSHALLING CABINET | HOLD 1 | CVAT-EIR | T1 | M20S |  | HOLD |  |  |  | PTSC M&C | PTSC M&C - Onshore
307 | CVAT-I-PIT0197 | 250 | 1P |  | 1.0 |  | FR2 | ORANGE | OVE |  |  | 30 |  | 9.8 | 13.3 | PRESSURE TRANSMITTER | CVAT-PIT-0197 | CVAT-CD | T1 | M20S |  | HOLD | SDS & FGS MARSHALLING CABINET | HOLD 1 | CVAT-EIR | T1 | M20S |  | HOLD |  |  |  | PTSC M&C | PTSC M&C - Onshore
308 | CVAT-I-XJB0302 | 0.6/1K | 37C |  | 1.5 |  | FR9 | ORANGE | - |  |  | 60 |  | 35.7 | 40.7 | JUNCTION BOX | CVAT-XJB-0302 | CVAT-CD | T1 | M50S |  | HOLD | SDS & FGS MARSHALLING CABINET | HOLD 1 | CVAT-EIR | T1 | M50S |  | HOLD |  |  |  | PTSC M&C | PTSC M&C - Onshore
309 | CVAT-I-XXSV0601 | 0.6/1K | 2C |  | 1.5 |  | FR9 | ORANGE | - |  |  | 30 |  | 11.8 | 15.4 | ON/OFF VALVE-SOLENOID | CVAT-XXSV-0601 | CVAT-CD | T1 | M20 |  | HOLD | JUNCTION BOX | CVAT-XJB-0302 | CVAT-CD | T1 | M20 |  | HOLD |  |  |  | PTSC M&C | PTSC M&C - Onshore
310 | CVAT-I-XXSV0602 | 0.6/1K | 2C |  | 1.5 |  | FR9 | ORANGE | - |  |  | 30 |  | 11.8 | 15.4 | ON/OFF VALVE-SOLENOID | CVAT-XXSV-0602 | CVAT-CD | T1 | M20 |  | HOLD | JUNCTION BOX | CVAT-XJB-0302 | CVAT-CD | T1 | M20 |  | HOLD |  |  |  | PTSC M&C | PTSC M&C - Onshore
311 | CVAT-I-XXSV0606 | 0.6/1K | 2C |  | 1.5 |  | FR9 | ORANGE | - |  |  | 30 |  | 11.8 | 15.4 | ON/OFF VALVE-SOLENOID | CVAT-XXSV-0606 | CVAT-CD | T1 | M20 |  | HOLD | JUNCTION BOX | CVAT-XJB-0302 | CVAT-CD | T1 | M20 |  | HOLD |  |  |  | PTSC M&C | PTSC M&C - Onshore
312 | CVAT-I-XXSV0607 | 0.6/1K | 2C |  | 1.5 |  | FR9 | ORANGE | - |  |  | 30 |  | 11.8 | 15.4 | ON/OFF VALVE-SOLENOID | CVAT-XXSV-0607 | CVAT-CD | T1 | M20 |  | HOLD | JUNCTION BOX | CVAT-XJB-0302 | CVAT-CD | T1 | M20 |  | HOLD |  |  |  | PTSC M&C | PTSC M&C - Onshore
313 | CVAT-I-XXSV0611 | 0.6/1K | 2C |  | 1.5 |  | FR9 | ORANGE | - |  |  | 30 |  | 11.8 | 15.4 | ON/OFF VALVE-SOLENOID | CVAT-XXSV-0611 | CVAT-CD | T1 | M20 |  | HOLD | JUNCTION BOX | CVAT-XJB-0302 | CVAT-CD | T1 | M20 |  | HOLD |  |  |  | PTSC M&C | PTSC M&C - Onshore
314 | CVAT-I-XXSV0612 | 0.6/1K | 2C |  | 1.5 |  | FR9 | ORANGE | - |  |  | 30 |  | 11.8 | 15.4 | ON/OFF VALVE-SOLENOID | CVAT-XXSV-0612 | CVAT-CD | T1 | M20 |  | HOLD | JUNCTION BOX | CVAT-XJB-0302 | CVAT-CD | T1 | M20 |  | HOLD |  |  |  | PTSC M&C | PTSC M&C - Onshore
315 | CVAT-I-XXSV0617 | 0.6/1K | 2C |  | 1.5 |  | FR9 | ORANGE | - |  |  | 30 |  | 11.8 | 15.4 | ON/OFF VALVE-SOLENOID | CVAT-XXSV-0617 | CVAT-CD | T1 | M20 |  | HOLD | JUNCTION BOX | CVAT-XJB-0302 | CVAT-CD | T1 | M20 |  | HOLD |  |  |  | PTSC M&C | PTSC M&C - Onshore
316 | CVAT-I-XXSV0801 | 0.6/1K | 2C |  | 1.5 |  | FR9 | ORANGE | - |  |  | 30 |  | 11.8 | 15.4 | ON/OFF VALVE-SOLENOID | CVAT-XXSV-0801 | CVAT-CD | T1 | M20 |  | HOLD | JUNCTION BOX | CVAT-XJB-0302 | CVAT-CD | T1 | M20 |  | HOLD |  |  |  | PTSC M&C | PTSC M&C - Onshore
317 | CVAT-I-XXSV0802 | 0.6/1K | 2C |  | 1.5 |  | FR9 | ORANGE | - |  |  | 30 |  | 11.8 | 15.4 | ON/OFF VALVE-SOLENOID | CVAT-XXSV-0802 | CVAT-CD | T1 | M20 |  | HOLD | JUNCTION BOX | CVAT-XJB-0302 | CVAT-CD | T1 | M20 |  | HOLD |  |  |  | PTSC M&C | PTSC M&C - Onshore
318 | CVAT-I-XXSV0806 | 0.6/1K | 2C |  | 1.5 |  | FR9 | ORANGE | - |  |  | 30 |  | 11.8 | 15.4 | ON/OFF VALVE-SOLENOID | CVAT-XXSV-0806 | CVAT-CD | T1 | M20 |  | HOLD | JUNCTION BOX | CVAT-XJB-0302 | CVAT-CD | T1 | M20 |  | HOLD |  |  |  | PTSC M&C | PTSC M&C - Onshore
319 | CVAT-I-XXSV0807 | 0.6/1K | 2C |  | 1.5 |  | FR9 | ORANGE | - |  |  | 30 |  | 11.8 | 15.4 | ON/OFF VALVE-SOLENOID | CVAT-XXSV-0807 | CVAT-CD | T1 | M20 |  | HOLD | JUNCTION BOX | CVAT-XJB-0302 | CVAT-CD | T1 | M20 |  | HOLD |  |  |  | PTSC M&C | PTSC M&C - Onshore
320 | CVAT-I-XXSV0811 | 0.6/1K | 2C |  | 1.5 |  | FR9 | ORANGE | - |  |  | 30 |  | 11.8 | 15.4 | ON/OFF VALVE-SOLENOID | CVAT-XXSV-0811 | CVAT-CD | T1 | M20 |  | HOLD | JUNCTION BOX | CVAT-XJB-0302 | CVAT-CD | T1 | M20 |  | HOLD |  |  |  | PTSC M&C | PTSC M&C - Onshore
321 | CVAT-I-XXSV0812 | 0.6/1K | 2C |  | 1.5 |  | FR9 | ORANGE | - |  |  | 30 |  | 11.8 | 15.4 | ON/OFF VALVE-SOLENOID | CVAT-XXSV-0812 | CVAT-CD | T1 | M20 |  | HOLD | JUNCTION BOX | CVAT-XJB-0302 | CVAT-CD | T1 | M20 |  | HOLD |  |  |  | PTSC M&C | PTSC M&C - Onshore
322 | CVAT-I-XXSV0817 | 0.6/1K | 2C |  | 1.5 |  | FR9 | ORANGE | - |  |  | 30 |  | 11.8 | 15.4 | ON/OFF VALVE-SOLENOID | CVAT-XXSV-0817 | CVAT-CD | T1 | M20 |  | HOLD | JUNCTION BOX | CVAT-XJB-0302 | CVAT-CD | T1 | M20 |  | HOLD |  |  |  | PTSC M&C | PTSC M&C - Onshore
323 | CVAT-I-XJB0303 | 0.6/1K | 37C |  | 1.5 |  | FR9 | ORANGE | - |  |  | 60 |  | 35.7 | 40.7 | JUNCTION BOX | CVAT-XJB-0303 | CVAT-CD | T1 | M50S |  | HOLD | SDS & FGS MARSHALLING CABINET | HOLD 1 | CVAT-EIR | T1 | M50S |  | HOLD |  |  |  | PTSC M&C | PTSC M&C - Onshore
324 | CVAT-I-XXSV0613 | 0.6/1K | 2C |  | 1.5 |  | FR9 | ORANGE | - |  |  | 30 |  | 11.8 | 15.4 | ON/OFF VALVE-SOLENOID | CVAT-XXSV-0613 | CVAT-CD | T1 | M20 |  | HOLD | JUNCTION BOX | CVAT-XJB-0302 | CVAT-CD | T1 | M20 |  | HOLD |  |  |  | PTSC M&C | PTSC M&C - Onshore
325 | CVAT-I-XXSV0614 | 0.6/1K | 2C |  | 1.5 |  | FR9 | ORANGE | - |  |  | 30 |  | 11.8 | 15.4 | ON/OFF VALVE-SOLENOID | CVAT-XXSV-0614 | CVAT-CD | T1 | M20 |  | HOLD | JUNCTION BOX | CVAT-XJB-0302 | CVAT-CD | T1 | M20 |  | HOLD |  |  |  | PTSC M&C | PTSC M&C - Onshore
326 | CVAT-I-XXSV0615 | 0.6/1K | 2C |  | 1.5 |  | FR9 | ORANGE | - |  |  | 30 |  | 11.8 | 15.4 | ON/OFF VALVE-SOLENOID | CVAT-XXSV-0615 | CVAT-CD | T1 | M20 |  | HOLD | JUNCTION BOX | CVAT-XJB-0302 | CVAT-CD | T1 | M20 |  | HOLD |  |  |  | PTSC M&C | PTSC M&C - Onshore
327 | CVAT-I-XXSV0616 | 0.6/1K | 2C |  | 1.5 |  | FR9 | ORANGE | - |  |  | 30 |  | 11.8 | 15.4 | ON/OFF VALVE-SOLENOID | CVAT-XXSV-0616 | CVAT-CD | T1 | M20 |  | HOLD | JUNCTION BOX | CVAT-XJB-0302 | CVAT-CD | T1 | M20 |  | HOLD |  |  |  | PTSC M&C | PTSC M&C - Onshore
328 | CVAT-I-XXSV0618 | 0.6/1K | 2C |  | 1.5 |  | FR9 | ORANGE | - |  |  | 30 |  | 11.8 | 15.4 | ON/OFF VALVE-SOLENOID | CVAT-XXSV-0618 | CVAT-CD | T1 | M20 |  | HOLD | JUNCTION BOX | CVAT-XJB-0302 | CVAT-CD | T1 | M20 |  | HOLD |  |  |  | PTSC M&C | PTSC M&C - Onshore
329 | CVAT-I-XXSV0619 | 0.6/1K | 2C |  | 1.5 |  | FR9 | ORANGE | - |  |  | 30 |  | 11.8 | 15.4 | ON/OFF VALVE-SOLENOID | CVAT-XXSV-0619 | CVAT-CD | T1 | M20 |  | HOLD | JUNCTION BOX | CVAT-XJB-0302 | CVAT-CD | T1 | M20 |  | HOLD |  |  |  | PTSC M&C | PTSC M&C - Onshore
330 | CVAT-I-XXSV0620 | 0.6/1K | 2C |  | 1.5 |  | FR9 | ORANGE | - |  |  | 30 |  | 11.8 | 15.4 | ON/OFF VALVE-SOLENOID | CVAT-XXSV-0620 | CVAT-CD | T1 | M20 |  | HOLD | JUNCTION BOX | CVAT-XJB-0302 | CVAT-CD | T1 | M20 |  | HOLD |  |  |  | PTSC M&C | PTSC M&C - Onshore
331 | CVAT-I-XXSV0813 | 0.6/1K | 2C |  | 1.5 |  | FR9 | ORANGE | - |  |  | 30 |  | 11.8 | 15.4 | ON/OFF VALVE-SOLENOID | CVAT-XXSV-0813 | CVAT-CD | T1 | M20 |  | HOLD | JUNCTION BOX | CVAT-XJB-0302 | CVAT-CD | T1 | M20 |  | HOLD |  |  |  | PTSC M&C | PTSC M&C - Onshore
332 | CVAT-I-XXSV0814 | 0.6/1K | 2C |  | 1.5 |  | FR9 | ORANGE | - |  |  | 30 |  | 11.8 | 15.4 | ON/OFF VALVE-SOLENOID | CVAT-XXSV-0814 | CVAT-CD | T1 | M20 |  | HOLD | JUNCTION BOX | CVAT-XJB-0302 | CVAT-CD | T1 | M20 |  | HOLD |  |  |  | PTSC M&C | PTSC M&C - Onshore
333 | CVAT-I-XXSV0815 | 0.6/1K | 2C |  | 1.5 |  | FR9 | ORANGE | - |  |  | 30 |  | 11.8 | 15.4 | ON/OFF VALVE-SOLENOID | CVAT-XXSV-0815 | CVAT-CD | T1 | M20 |  | HOLD | JUNCTION BOX | CVAT-XJB-0302 | CVAT-CD | T1 | M20 |  | HOLD |  |  |  | PTSC M&C | PTSC M&C - Onshore
334 | CVAT-I-XXSV0816 | 0.6/1K | 2C |  | 1.5 |  | FR9 | ORANGE | - |  |  | 30 |  | 11.8 | 15.4 | ON/OFF VALVE-SOLENOID | CVAT-XXSV-0816 | CVAT-CD | T1 | M20 |  | HOLD | JUNCTION BOX | CVAT-XJB-0302 | CVAT-CD | T1 | M20 |  | HOLD |  |  |  | PTSC M&C | PTSC M&C - Onshore
335 | CVAT-I-XXSV0818 | 0.6/1K | 2C |  | 1.5 |  | FR9 | ORANGE | - |  |  | 30 |  | 11.8 | 15.4 | ON/OFF VALVE-SOLENOID | CVAT-XXSV-0818 | CVAT-CD | T1 | M20 |  | HOLD | JUNCTION BOX | CVAT-XJB-0302 | CVAT-CD | T1 | M20 |  | HOLD |  |  |  | PTSC M&C | PTSC M&C - Onshore
336 | CVAT-I-XXSV0819 | 0.6/1K | 2C |  | 1.5 |  | FR9 | ORANGE | - |  |  | 30 |  | 11.8 | 15.4 | ON/OFF VALVE-SOLENOID | CVAT-XXSV-0819 | CVAT-CD | T1 | M20 |  | HOLD | JUNCTION BOX | CVAT-XJB-0302 | CVAT-CD | T1 | M20 |  | HOLD |  |  |  | PTSC M&C | PTSC M&C - Onshore
337 | CVAT-I-XXSV0820 | 0.6/1K | 2C |  | 1.5 |  | FR9 | ORANGE | - |  |  | 30 |  | 11.8 | 15.4 | ON/OFF VALVE-SOLENOID | CVAT-XXSV-0820 | CVAT-CD | T1 | M20 |  | HOLD | JUNCTION BOX | CVAT-XJB-0302 | CVAT-CD | T1 | M20 |  | HOLD |  |  |  | PTSC M&C | PTSC M&C - Onshore
338 | CVAT-I-XJB03041 | 250 | 4P |  | 1.0 |  | FR2 | ORANGE | OVE |  |  | 60 |  | 17.2 | 21.5 | JUNCTION BOX | CVAT-XJB-0304 | CVAT-CD | T1 | M25 |  | HOLD | SDS & FGS MARSHALLING CABINET | HOLD 1 | CVAT-EIR | T1 | M25 |  | HOLD |  |  |  | PTSC M&C | PTSC M&C - Onshore
339 | CVAT-I-ESD7103 | 250 | 1P |  | 1.0 |  | FR2 | ORANGE | OVE |  |  | 30 |  | 9.8 | 13.3 | EMERGENCY STATION PUSH BUTTON | CVAT-ESD-7103 | CVAT-CD | T1 | M20S |  | HOLD | JUNCTION BOX | CVAT-XJB-0304 | CVAT-CD | T1 | M20S |  | HOLD |  |  |  | PTSC M&C | PTSC M&C - Onshore
340 | CVAT-I-ESD7104 | 250 | 1P |  | 1.0 |  | FR2 | ORANGE | OVE |  |  | 30 |  | 9.8 | 13.3 | EMERGENCY STATION PUSH BUTTON | CVAT-ESD-7104 | CVAT-CD | T1 | M20S |  | HOLD | JUNCTION BOX | CVAT-XJB-0304 | CVAT-CD | T1 | M20S |  | HOLD |  |  |  | PTSC M&C | PTSC M&C - Onshore
341 | CVAT-I-ESD7105 | 250 | 1P |  | 1.0 |  | FR2 | ORANGE | OVE |  |  | 30 |  | 9.8 | 13.3 | EMERGENCY STATION PUSH BUTTON | CVAT-ESD-7105 | CVAT-CD | T1 | M20S |  | HOLD | JUNCTION BOX | CVAT-XJB-0304 | CVAT-CD | T1 | M20S |  | HOLD |  |  |  | PTSC M&C | PTSC M&C - Onshore
342 | CVAT-I-XJB03042 | 0.6/1K | 37C |  | 1.5 |  | FR9 | ORANGE | - |  |  | 60 |  | 35.7 | 40.7 | JUNCTION BOX | CVAT-XJB-0304 | CVAT-CD | T1 | M50S |  | HOLD | SDS & FGS MARSHALLING CABINET | HOLD 1 | CVAT-EIR | T1 | M50S |  | HOLD |  |  |  | PTSC M&C | PTSC M&C - Onshore
343 | CVAT-I-XXSV0603 | 0.6/1K | 2C |  | 1.5 |  | FR9 | ORANGE | - |  |  | 30 |  | 11.8 | 15.4 | ON/OFF VALVE-SOLENOID | CVAT-XXSV-0603 | CVAT-CD | T1 | M20 |  | HOLD | JUNCTION BOX | CVAT-XJB-0304 | CVAT-CD | T1 | M20 |  | HOLD |  |  |  | PTSC M&C | PTSC M&C - Onshore
344 | CVAT-I-XXSV0604 | 0.6/1K | 2C |  | 1.5 |  | FR9 | ORANGE | - |  |  | 30 |  | 11.8 | 15.4 | ON/OFF VALVE-SOLENOID | CVAT-XXSV-0604 | CVAT-CD | T1 | M20 |  | HOLD | JUNCTION BOX | CVAT-XJB-0304 | CVAT-CD | T1 | M20 |  | HOLD |  |  |  | PTSC M&C | PTSC M&C - Onshore
345 | CVAT-I-XXSV0605 | 0.6/1K | 2C |  | 1.5 |  | FR9 | ORANGE | - |  |  | 30 |  | 11.8 | 15.4 | ON/OFF VALVE-SOLENOID | CVAT-XXSV-0605 | CVAT-CD | T1 | M20 |  | HOLD | JUNCTION BOX | CVAT-XJB-0304 | CVAT-CD | T1 | M20 |  | HOLD |  |  |  | PTSC M&C | PTSC M&C - Onshore
346 | CVAT-I-XXSV0608 | 0.6/1K | 2C |  | 1.5 |  | FR9 | ORANGE | - |  |  | 30 |  | 11.8 | 15.4 | ON/OFF VALVE-SOLENOID | CVAT-XXSV-0608 | CVAT-CD | T1 | M20 |  | HOLD | JUNCTION BOX | CVAT-XJB-0304 | CVAT-CD | T1 | M20 |  | HOLD |  |  |  | PTSC M&C | PTSC M&C - Onshore
347 | CVAT-I-XXSV0609 | 0.6/1K | 2C |  | 1.5 |  | FR9 | ORANGE | - |  |  | 30 |  | 11.8 | 15.4 | ON/OFF VALVE-SOLENOID | CVAT-XXSV-0609 | CVAT-CD | T1 | M20 |  | HOLD | JUNCTION BOX | CVAT-XJB-0304 | CVAT-CD | T1 | M20 |  | HOLD |  |  |  | PTSC M&C | PTSC M&C - Onshore
348 | CVAT-I-XXSV0610 | 0.6/1K | 2C |  | 1.5 |  | FR9 | ORANGE | - |  |  | 30 |  | 11.8 | 15.4 | ON/OFF VALVE-SOLENOID | CVAT-XXSV-0610 | CVAT-CD | T1 | M20 |  | HOLD | JUNCTION BOX | CVAT-XJB-0304 | CVAT-CD | T1 | M20 |  | HOLD |  |  |  | PTSC M&C | PTSC M&C - Onshore
349 | CVAT-I-XXSV0621 | 0.6/1K | 2C |  | 1.5 |  | FR9 | ORANGE | - |  |  | 30 |  | 11.8 | 15.4 | ON/OFF VALVE-SOLENOID | CVAT-XXSV-0621 | CVAT-CD | T1 | M20 |  | HOLD | JUNCTION BOX | CVAT-XJB-0304 | CVAT-CD | T1 | M20 |  | HOLD |  |  |  | PTSC M&C | PTSC M&C - Onshore
350 | CVAT-I-XXSV0626 | 0.6/1K | 2C |  | 1.5 |  | FR9 | ORANGE | - |  |  | 30 |  | 11.8 | 15.4 | ON/OFF VALVE-SOLENOID | CVAT-XXSV-0626 | CVAT-CD | T1 | M20 |  | HOLD | JUNCTION BOX | CVAT-XJB-0304 | CVAT-CD | T1 | M20 |  | HOLD |  |  |  | PTSC M&C | PTSC M&C - Onshore
351 | CVAT-I-XXSV0803 | 0.6/1K | 2C |  | 1.5 |  | FR9 | ORANGE | - |  |  | 30 |  | 11.8 | 15.4 | ON/OFF VALVE-SOLENOID | CVAT-XXSV-0803 | CVAT-CD | T1 | M20 |  | HOLD | JUNCTION BOX | CVAT-XJB-0304 | CVAT-CD | T1 | M20 |  | HOLD |  |  |  | PTSC M&C | PTSC M&C - Onshore
352 | CVAT-I-XXSV0804 | 0.6/1K | 2C |  | 1.5 |  | FR9 | ORANGE | - |  |  | 30 |  | 11.8 | 15.4 | ON/OFF VALVE-SOLENOID | CVAT-XXSV-0804 | CVAT-CD | T1 | M20 |  | HOLD | JUNCTION BOX | CVAT-XJB-0304 | CVAT-CD | T1 | M20 |  | HOLD |  |  |  | PTSC M&C | PTSC M&C - Onshore
353 | CVAT-I-XXSV0805 | 0.6/1K | 2C |  | 1.5 |  | FR9 | ORANGE | - |  |  | 30 |  | 11.8 | 15.4 | ON/OFF VALVE-SOLENOID | CVAT-XXSV-0805 | CVAT-CD | T1 | M20 |  | HOLD | JUNCTION BOX | CVAT-XJB-0304 | CVAT-CD | T1 | M20 |  | HOLD |  |  |  | PTSC M&C | PTSC M&C - Onshore
354 | CVAT-I-XXSV0808 | 0.6/1K | 2C |  | 1.5 |  | FR9 | ORANGE | - |  |  | 30 |  | 11.8 | 15.4 | ON/OFF VALVE-SOLENOID | CVAT-XXSV-0808 | CVAT-CD | T1 | M20 |  | HOLD | JUNCTION BOX | CVAT-XJB-0304 | CVAT-CD | T1 | M20 |  | HOLD |  |  |  | PTSC M&C | PTSC M&C - Onshore
355 | CVAT-I-XXSV0809 | 0.6/1K | 2C |  | 1.5 |  | FR9 | ORANGE | - |  |  | 30 |  | 11.8 | 15.4 | ON/OFF VALVE-SOLENOID | CVAT-XXSV-0809 | CVAT-CD | T1 | M20 |  | HOLD | JUNCTION BOX | CVAT-XJB-0304 | CVAT-CD | T1 | M20 |  | HOLD |  |  |  | PTSC M&C | PTSC M&C - Onshore
356 | CVAT-I-XXSV0810 | 0.6/1K | 2C |  | 1.5 |  | FR9 | ORANGE | - |  |  | 30 |  | 11.8 | 15.4 | ON/OFF VALVE-SOLENOID | CVAT-XXSV-0810 | CVAT-CD | T1 | M20 |  | HOLD | JUNCTION BOX | CVAT-XJB-0304 | CVAT-CD | T1 | M20 |  | HOLD |  |  |  | PTSC M&C | PTSC M&C - Onshore
357 | CVAT-I-XXSV0821 | 0.6/1K | 2C |  | 1.5 |  | FR9 | ORANGE | - |  |  | 30 |  | 11.8 | 15.4 | ON/OFF VALVE-SOLENOID | CVAT-XXSV-0821 | CVAT-CD | T1 | M20 |  | HOLD | JUNCTION BOX | CVAT-XJB-0304 | CVAT-CD | T1 | M20 |  | HOLD |  |  |  | PTSC M&C | PTSC M&C - Onshore |  |  | FUTURE
358 | CVAT-I-XJB0305 | 250 | 16P |  | 1.0 |  | FR4 | ORANGE | IND & OVE |  |  | 60 |  | 31.6 | 36.6 | JUNCTION BOX | CVAT-XJB-0305 | CVAT-CD | T1 | M50S |  | HOLD | SDS & FGS MARSHALLING CABINET | HOLD 1 | CVAT-EIR | T1 | M50S |  | HOLD |  |  |  | PTSC M&C | PTSC M&C - Onshore
359 | CVAT-I-LIT4002 | 250 | 1P |  | 1.0 |  | FR2 | ORANGE | OVE |  |  | 30 |  | 9.8 | 13.3 | LEVEL TRANSMITTER - MAGNETIC | CVAT-LIT-4002 | CVAT-CD | T1 | M20S |  | HOLD | JUNCTION BOX | CVAT-XJB-0305 | CVAT-CD | T1 | M20S |  | HOLD |  |  |  | PTSC M&C | PTSC M&C - Onshore
360 | CVAT-I-LIT4101 | 250 | 1P |  | 1.0 |  | FR2 | ORANGE | OVE |  |  | 30 |  | 9.8 | 13.3 | LEVEL TRANSMITTER - MAGNETIC | CVAT-LIT-4101 | CVAT-CD | T1 | M20S |  | HOLD | JUNCTION BOX | CVAT-XJB-0305 | CVAT-CD | T1 | M20S |  | HOLD |  |  |  | PTSC M&C | PTSC M&C - Onshore
361 | CVAT-I-PIT0802 | 250 | 1P |  | 1.0 |  | FR2 | ORANGE | OVE |  |  | 30 |  | 9.8 | 13.3 | PRESSURE TRANSMITTER | CVAT-PIT-0802 | CVAT-CD | T1 | M20S |  | HOLD | JUNCTION BOX | CVAT-XJB-0305 | CVAT-CD | T1 | M20S |  | HOLD |  |  |  | PTSC M&C | PTSC M&C - Onshore
362 | CVAT-I-PIT0804 | 250 | 1P |  | 1.0 |  | FR2 | ORANGE | OVE |  |  | 30 |  | 9.8 | 13.3 | PRESSURE TRANSMITTER | CVAT-PIT-0804 | CVAT-CD | T1 | M20S |  | HOLD | JUNCTION BOX | CVAT-XJB-0305 | CVAT-CD | T1 | M20S |  | HOLD |  |  |  | PTSC M&C | PTSC M&C - Onshore |  |  | FUTURE
363 | CVAT-I-PIT0805 | 250 | 1P |  | 1.0 |  | FR2 | ORANGE | OVE |  |  | 30 |  | 9.8 | 13.3 | PRESSURE TRANSMITTER | CVAT-PIT-0805 | CVAT-CD | T1 | M20S |  | HOLD | JUNCTION BOX | CVAT-XJB-0305 | CVAT-CD | T1 | M20S |  | HOLD |  |  |  | PTSC M&C | PTSC M&C - Onshore |  |  | FUTURE
364 | CVAT-I-PIT0806 | 250 | 1P |  | 1.0 |  | FR2 | ORANGE | OVE |  |  | 30 |  | 9.8 | 13.3 | PRESSURE TRANSMITTER | CVAT-PIT-0806 | CVAT-CD | T1 | M20S |  | HOLD | JUNCTION BOX | CVAT-XJB-0305 | CVAT-CD | T1 | M20S |  | HOLD |  |  |  | PTSC M&C | PTSC M&C - Onshore
365 | CVAT-I-PIT0807 | 250 | 1P |  | 1.0 |  | FR2 | ORANGE | OVE |  |  | 30 |  | 9.8 | 13.3 | PRESSURE TRANSMITTER | CVAT-PIT-0807 | CVAT-CD | T1 | M20S |  | HOLD | JUNCTION BOX | CVAT-XJB-0305 | CVAT-CD | T1 | M20S |  | HOLD |  |  |  | PTSC M&C | PTSC M&C - Onshore |  |  | FUTURE
366 | CVAT-I-PIT0808 | 250 | 1P |  | 1.0 |  | FR2 | ORANGE | OVE |  |  | 30 |  | 9.8 | 13.3 | PRESSURE TRANSMITTER | CVAT-PIT-0808 | CVAT-CD | T1 | M20S |  | HOLD | JUNCTION BOX | CVAT-XJB-0305 | CVAT-CD | T1 | M20S |  | HOLD |  |  |  | PTSC M&C | PTSC M&C - Onshore |  |  | FUTURE
367 | CVAT-I-PIT0809 | 250 | 1P |  | 1.0 |  | FR2 | ORANGE | OVE |  |  | 30 |  | 9.8 | 13.3 | PRESSURE TRANSMITTER | CVAT-PIT-0809 | CVAT-CD | T1 | M20S |  | HOLD | JUNCTION BOX | CVAT-XJB-0305 | CVAT-CD | T1 | M20S |  | HOLD |  |  |  | PTSC M&C | PTSC M&C - Onshore |  |  | FUTURE
368 | CVAT-I-PIT0810 | 250 | 1P |  | 1.0 |  | FR2 | ORANGE | OVE |  |  | 30 |  | 9.8 | 13.3 | PRESSURE TRANSMITTER | CVAT-PIT-0810 | CVAT-CD | T1 | M20S |  | HOLD | JUNCTION BOX | CVAT-XJB-0305 | CVAT-CD | T1 | M20S |  | HOLD |  |  |  | PTSC M&C | PTSC M&C - Onshore |  |  | FUTURE
369 | CVAT-I-PIT4002 | 250 | 1P |  | 1.0 |  | FR2 | ORANGE | OVE |  |  | 30 |  | 9.8 | 13.3 | PRESSURE TRANSMITTER | CVAT-PIT-4002 | CVAT-CD | T1 | M20S |  | HOLD | JUNCTION BOX | CVAT-XJB-0305 | CVAT-CD | T1 | M20S |  | HOLD |  |  |  | PTSC M&C | PTSC M&C - Onshore
370 | CVAT-I-PIT4101 | 250 | 1P |  | 1.0 |  | FR2 | ORANGE | OVE |  |  | 30 |  | 9.8 | 13.3 | PRESSURE TRANSMITTER | CVAT-PIT-4101 | CVAT-CD | T1 | M20S |  | HOLD | JUNCTION BOX | CVAT-XJB-0305 | CVAT-CD | T1 | M20S |  | HOLD |  |  |  | PTSC M&C | PTSC M&C - Onshore
371 | CVAT-I-XJB0311 | 0.6/1K | 37C |  | 1.5 |  | FR9 | ORANGE | - |  |  | 60 |  | 35.7 | 40.7 | JUNCTION BOX (BY WHCP PACKAGE) | CVAT-XJB-0311 | CVAT-CD | T1 | M50S |  | HOLD | SDS & FGS MARSHALLING CABINET | HOLD 1 | CVAT-EIR | T1 | M50S |  | HOLD |  |  |  | PTSC M&C | PTSC M&C - Onshore
372 | CVAT-I-XJB0312 | 0.6/1K | 37C |  | 1.5 |  | FR9 | ORANGE | - |  |  | 60 |  | 35.7 | 40.7 | JUNCTION BOX (BY WHCP PACKAGE) | CVAT-XJB-0312 | CVAT-CD | T1 | M50S |  | HOLD | SDS & FGS MARSHALLING CABINET | HOLD 1 | CVAT-EIR | T1 | M50S |  | HOLD |  |  |  | PTSC M&C | PTSC M&C - Onshore
373 | CVAT-I-XJB0313 | 0.6/1K | 37C |  | 1.5 |  | FR9 | ORANGE | - |  |  | 60 |  | 35.7 | 40.7 | JUNCTION BOX (BY WHCP PACKAGE) | CVAT-XJB-0313 | CVAT-CD | T1 | M50S |  | HOLD | SDS & FGS MARSHALLING CABINET | HOLD 1 | CVAT-EIR | T1 | M50S |  | HOLD |  |  |  | PTSC M&C | PTSC M&C - Onshore
374 | CVAT-I-XJB0314 | 0.6/1K | 37C |  | 1.5 |  | FR9 | ORANGE | - |  |  | 60 |  | 35.7 | 40.7 | JUNCTION BOX (BY WHCP PACKAGE) | CVAT-XJB-0314 | CVAT-CD | T1 | M50S |  | HOLD | SDS & FGS MARSHALLING CABINET | HOLD 1 | CVAT-EIR | T1 | M50S |  | HOLD |  |  |  | PTSC M&C | PTSC M&C - Onshore
375 | CVAT-I-XJB0315 | 250 | 4P |  | 1.0 |  | FR4 | ORANGE | IND & OVE |  |  | 60 |  | 18.2 | 22.6 | JUNCTION BOX (BY WHCP PACKAGE) | CVAT-XJB-0315 | CVAT-CD | T1 | M25 |  | HOLD | SDS & FGS MARSHALLING CABINET | HOLD 1 | CVAT-EIR | T1 | M25 |  | HOLD |  |  |  | PTSC M&C | PTSC M&C - Onshore
376 | CVAT-I-XJB0316 | 250 | 24P |  | 1.0 |  | FR2 | ORANGE | OVE |  |  | 60 |  | 37.1 | 42.8 | JUNCTION BOX (BY WHCP PACKAGE) | CVAT-XJB-0316 | CVAT-CD | T1 | M50S |  | HOLD | SDS & FGS MARSHALLING CABINET | HOLD 1 | CVAT-EIR | T1 | M50S |  | HOLD |  |  |  | PTSC M&C | PTSC M&C - Onshore
377 | CVAT-I-XJB0317 | 250 | 8P |  | 1.0 |  | FR2 | ORANGE | OVE |  |  | 60 |  | 22.5 | 27.1 | JUNCTION BOX (BY WHCP PACKAGE) | CVAT-XJB-0317 | CVAT-CD | T1 | M32 |  | HOLD | SDS & FGS MARSHALLING CABINET | HOLD 1 | CVAT-EIR | T1 | M32 |  | HOLD |  |  |  | PTSC M&C | PTSC M&C - Onshore
378 | CVAT-I-XJB04011 | 0.6/1K | 37C |  | 1.5 |  | FR9 | ORANGE | - |  |  | 60 |  | 35.7 | 40.7 | JUNCTION BOX | CVAT-XJB-0401 | CVAT-MZD | T1 | M50S |  | HOLD | SDS & FGS MARSHALLING CABINET | HOLD 1 | CVAT-EIR | T1 | M50S |  | HOLD |  |  |  | PTSC M&C | PTSC M&C - Onshore
379 | CVAT-I-XXSV0701 | 0.6/1K | 2C |  | 1.5 |  | FR9 | ORANGE | - |  |  | 30 |  | 11.8 | 15.4 | ON/OFF VALVE-SOLENOID | CVAT-XXSV-0701 | CVAT-MZD | T1 | M20 |  | HOLD | JUNCTION BOX | CVAT-XJB-0401 | CVAT-MZD | T1 | M20 |  | HOLD |  |  |  | PTSC M&C | PTSC M&C - Onshore
380 | CVAT-I-XXSV0702 | 0.6/1K | 2C |  | 1.5 |  | FR9 | ORANGE | - |  |  | 30 |  | 11.8 | 15.4 | ON/OFF VALVE-SOLENOID | CVAT-XXSV-0702 | CVAT-MZD | T1 | M20 |  | HOLD | JUNCTION BOX | CVAT-XJB-0401 | CVAT-MZD | T1 | M20 |  | HOLD |  |  |  | PTSC M&C | PTSC M&C - Onshore
381 | CVAT-I-XXSV0706 | 0.6/1K | 2C |  | 1.5 |  | FR9 | ORANGE | - |  |  | 30 |  | 11.8 | 15.4 | ON/OFF VALVE-SOLENOID | CVAT-XXSV-0706 | CVAT-MZD | T1 | M20 |  | HOLD | JUNCTION BOX | CVAT-XJB-0401 | CVAT-MZD | T1 | M20 |  | HOLD |  |  |  | PTSC M&C | PTSC M&C - Onshore
382 | CVAT-I-XXSV0707 | 0.6/1K | 2C |  | 1.5 |  | FR9 | ORANGE | - |  |  | 30 |  | 11.8 | 15.4 | ON/OFF VALVE-SOLENOID | CVAT-XXSV-0707 | CVAT-MZD | T1 | M20 |  | HOLD | JUNCTION BOX | CVAT-XJB-0401 | CVAT-MZD | T1 | M20 |  | HOLD |  |  |  | PTSC M&C | PTSC M&C - Onshore
383 | CVAT-I-XXSV0711 | 0.6/1K | 2C |  | 1.5 |  | FR9 | ORANGE | - |  |  | 30 |  | 11.8 | 15.4 | ON/OFF VALVE-SOLENOID | CVAT-XXSV-0711 | CVAT-MZD | T1 | M20 |  | HOLD | JUNCTION BOX | CVAT-XJB-0401 | CVAT-MZD | T1 | M20 |  | HOLD |  |  |  | PTSC M&C | PTSC M&C - Onshore
384 | CVAT-I-XXSV0712 | 0.6/1K | 2C |  | 1.5 |  | FR9 | ORANGE | - |  |  | 30 |  | 11.8 | 15.4 | ON/OFF VALVE-SOLENOID | CVAT-XXSV-0712 | CVAT-MZD | T1 | M20 |  | HOLD | JUNCTION BOX | CVAT-XJB-0401 | CVAT-MZD | T1 | M20 |  | HOLD |  |  |  | PTSC M&C | PTSC M&C - Onshore
385 | CVAT-I-XXSV0713 | 0.6/1K | 2C |  | 1.5 |  | FR9 | ORANGE | - |  |  | 30 |  | 11.8 | 15.4 | ON/OFF VALVE-SOLENOID | CVAT-XXSV-0713 | CVAT-MZD | T1 | M20 |  | HOLD | JUNCTION BOX | CVAT-XJB-0401 | CVAT-MZD | T1 | M20 |  | HOLD |  |  |  | PTSC M&C | PTSC M&C - Onshore
386 | CVAT-I-XXSV0714 | 0.6/1K | 2C |  | 1.5 |  | FR9 | ORANGE | - |  |  | 30 |  | 11.8 | 15.4 | ON/OFF VALVE-SOLENOID | CVAT-XXSV-0714 | CVAT-MZD | T1 | M20 |  | HOLD | JUNCTION BOX | CVAT-XJB-0401 | CVAT-MZD | T1 | M20 |  | HOLD |  |  |  | PTSC M&C | PTSC M&C - Onshore
387 | CVAT-I-XXSV0715 | 0.6/1K | 2C |  | 1.5 |  | FR9 | ORANGE | - |  |  | 30 |  | 11.8 | 15.4 | ON/OFF VALVE-SOLENOID | CVAT-XXSV-0715 | CVAT-MZD | T1 | M20 |  | HOLD | JUNCTION BOX | CVAT-XJB-0401 | CVAT-MZD | T1 | M20 |  | HOLD |  |  |  | PTSC M&C | PTSC M&C - Onshore
388 | CVAT-I-XXSV0716 | 0.6/1K | 2C |  | 1.5 |  | FR9 | ORANGE | - |  |  | 30 |  | 11.8 | 15.4 | ON/OFF VALVE-SOLENOID | CVAT-XXSV-0716 | CVAT-MZD | T1 | M20 |  | HOLD | JUNCTION BOX | CVAT-XJB-0401 | CVAT-MZD | T1 | M20 |  | HOLD |  |  |  | PTSC M&C | PTSC M&C - Onshore
389 | CVAT-I-XXSV0717 | 0.6/1K | 2C |  | 1.5 |  | FR9 | ORANGE | - |  |  | 30 |  | 11.8 | 15.4 | ON/OFF VALVE-SOLENOID | CVAT-XXSV-0717 | CVAT-MZD | T1 | M20 |  | HOLD | JUNCTION BOX | CVAT-XJB-0401 | CVAT-MZD | T1 | M20 |  | HOLD |  |  |  | PTSC M&C | PTSC M&C - Onshore
390 | CVAT-I-XXSV0718 | 0.6/1K | 2C |  | 1.5 |  | FR9 | ORANGE | - |  |  | 30 |  | 11.8 | 15.4 | ON/OFF VALVE-SOLENOID | CVAT-XXSV-0718 | CVAT-MZD | T1 | M20 |  | HOLD | JUNCTION BOX | CVAT-XJB-0401 | CVAT-MZD | T1 | M20 |  | HOLD |  |  |  | PTSC M&C | PTSC M&C - Onshore
391 | CVAT-I-XXSV0719 | 0.6/1K | 2C |  | 1.5 |  | FR9 | ORANGE | - |  |  | 30 |  | 11.8 | 15.4 | ON/OFF VALVE-SOLENOID | CVAT-XXSV-0719 | CVAT-MZD | T1 | M20 |  | HOLD | JUNCTION BOX | CVAT-XJB-0401 | CVAT-MZD | T1 | M20 |  | HOLD |  |  |  | PTSC M&C | PTSC M&C - Onshore
392 | CVAT-I-XXSV0720 | 0.6/1K | 2C |  | 1.5 |  | FR9 | ORANGE | - |  |  | 30 |  | 11.8 | 15.4 | ON/OFF VALVE-SOLENOID | CVAT-XXSV-0720 | CVAT-MZD | T1 | M20 |  | HOLD | JUNCTION BOX | CVAT-XJB-0401 | CVAT-MZD | T1 | M20 |  | HOLD |  |  |  | PTSC M&C | PTSC M&C - Onshore
393 | CVAT-I-XJB04012 | 250 | 2P |  | 1.0 |  | FR2 | ORANGE | OVE |  |  | 60 |  | 15.1 | 19.3 | JUNCTION BOX | CVAT-XJB-0401 | CVAT-MZD | T1 | M25S |  | HOLD | SDS & FGS MARSHALLING CABINET | HOLD 1 | CVAT-EIR | T1 | M25S |  | HOLD |  |  |  | PTSC M&C | PTSC M&C - Onshore
394 | CVAT-I-ESD7106 | 250 | 1P |  | 1.0 |  | FR2 | ORANGE | OVE |  |  | 30 |  | 9.8 | 13.3 | EMERGENCY STATION PUSH BUTTON | CVAT-ESD-7106 | CVAT-MZD | T1 | M20S |  | HOLD | JUNCTION BOX | CVAT-XJB-0401 | CVAT-MZD | T1 | M20S |  | HOLD |  |  |  | PTSC M&C | PTSC M&C - Onshore
395 | CVAT-I-XJB0402-1 | 0.6/1K | 37C |  | 1.5 |  | FR9 | ORANGE | - |  |  | 60 |  | 35.7 | 40.7 | JUNCTION BOX | CVAT-XJB-0402 | CVAT-MZD | T1 | M50S |  | HOLD | SDS & FGS MARSHALLING CABINET | HOLD 1 | CVAT-EIR | T1 | M50S |  | HOLD |  |  |  | PTSC M&C | PTSC M&C - Onshore
396 | CVAT-I-XXSV0703 | 0.6/1K | 2C |  | 1.5 |  | FR9 | ORANGE | - |  |  | 30 |  | 11.8 | 15.4 | ON/OFF VALVE-SOLENOID | CVAT-XXSV-0703 | CVAT-MZD | T1 | M20 |  | HOLD | JUNCTION BOX | CVAT-XJB-0402 | CVAT-MZD | T1 | M20 |  | HOLD |  |  |  | PTSC M&C | PTSC M&C - Onshore
397 | CVAT-I-XXSV0704 | 0.6/1K | 2C |  | 1.5 |  | FR9 | ORANGE | - |  |  | 30 |  | 11.8 | 15.4 | ON/OFF VALVE-SOLENOID | CVAT-XXSV-0704 | CVAT-MZD | T1 | M20 |  | HOLD | JUNCTION BOX | CVAT-XJB-0402 | CVAT-MZD | T1 | M20 |  | HOLD |  |  |  | PTSC M&C | PTSC M&C - Onshore
398 | CVAT-I-XXSV0705 | 0.6/1K | 2C |  | 1.5 |  | FR9 | ORANGE | - |  |  | 30 |  | 11.8 | 15.4 | ON/OFF VALVE-SOLENOID | CVAT-XXSV-0705 | CVAT-MZD | T1 | M20 |  | HOLD | JUNCTION BOX | CVAT-XJB-0402 | CVAT-MZD | T1 | M20 |  | HOLD |  |  |  | PTSC M&C | PTSC M&C - Onshore
399 | CVAT-I-XXSV0708 | 0.6/1K | 2C |  | 1.5 |  | FR9 | ORANGE | - |  |  | 30 |  | 11.8 | 15.4 | ON/OFF VALVE-SOLENOID | CVAT-XXSV-0708 | CVAT-MZD | T1 | M20 |  | HOLD | JUNCTION BOX | CVAT-XJB-0402 | CVAT-MZD | T1 | M20 |  | HOLD |  |  |  | PTSC M&C | PTSC M&C - Onshore
400 | CVAT-I-XXSV0709 | 0.6/1K | 2C |  | 1.5 |  | FR9 | ORANGE | - |  |  | 30 |  | 11.8 | 15.4 | ON/OFF VALVE-SOLENOID | CVAT-XXSV-0709 | CVAT-MZD | T1 | M20 |  | HOLD | JUNCTION BOX | CVAT-XJB-0402 | CVAT-MZD | T1 | M20 |  | HOLD |  |  |  | PTSC M&C | PTSC M&C - Onshore
401 | CVAT-I-XXSV0710 | 0.6/1K | 2C |  | 1.5 |  | FR9 | ORANGE | - |  |  | 30 |  | 11.8 | 15.4 | ON/OFF VALVE-SOLENOID | CVAT-XXSV-0710 | CVAT-MZD | T1 | M20 |  | HOLD | JUNCTION BOX | CVAT-XJB-0402 | CVAT-MZD | T1 | M20 |  | HOLD |  |  |  | PTSC M&C | PTSC M&C - Onshore
402 | CVAT-I-XXSV0721 | 0.6/1K | 2C |  | 1.5 |  | FR9 | ORANGE | - |  |  | 30 |  | 11.8 | 15.4 | ON/OFF VALVE-SOLENOID | CVAT-XXSV-0721 | CVAT-MZD | T1 | M20 |  | HOLD | JUNCTION BOX | CVAT-XJB-0402 | CVAT-MZD | T1 | M20 |  | HOLD |  |  |  | PTSC M&C | PTSC M&C - Onshore
403 | CVAT-I-BXSV0601 | 0.6/1K | 2C |  | 1.5 |  | FR9 | ORANGE | - |  |  | 30 |  | 11.8 | 15.4 | B/D VALVE-SOLENOID | CVAT-BXSV-0601 | CVAT-MZD | T1 | M20 |  | HOLD | JUNCTION BOX | CVAT-XJB-0402 | CVAT-MZD | T1 | M20 |  | HOLD |  |  |  | PTSC M&C | PTSC M&C - Onshore
404 | CVAT-I-BXSV0801 | 0.6/1K | 2C |  | 1.5 |  | FR9 | ORANGE | - |  |  | 30 |  | 11.8 | 15.4 | B/D VALVE-SOLENOID | CVAT-BXSV-0801 | CVAT-MZD | T1 | M20 |  | HOLD | JUNCTION BOX | CVAT-XJB-0402 | CVAT-MZD | T1 | M20 |  | HOLD |  |  |  | PTSC M&C | PTSC M&C - Onshore
405 | CVAT-I-SXSV3801 | 0.6/1K | 2C |  | 1.5 |  | FR9 | ORANGE | - |  |  | 30 |  | 11.8 | 15.4 | S/D VALVE-SOLENOID | CVAT-SXSV-3801 | CVAT-MZD | T1 | M20 |  | HOLD | JUNCTION BOX | CVAT-XJB-0402 | CVAT-MZD | T1 | M20 |  | HOLD |  |  |  | PTSC M&C | PTSC M&C - Onshore
406 | CVAT-I-XXSV0622 | 0.6/1K | 2C |  | 1.5 |  | FR9 | ORANGE | - |  |  | 30 |  | 11.8 | 15.4 | ON/OFF VALVE-SOLENOID | CVAT-XXSV-0622 | CVAT-MZD | T1 | M20 |  | HOLD | JUNCTION BOX | CVAT-XJB-0402 | CVAT-MZD | T1 | M20 |  | HOLD |  |  |  | PTSC M&C | PTSC M&C - Onshore
407 | CVAT-I-XXSV0623 | 0.6/1K | 2C |  | 1.5 |  | FR9 | ORANGE | - |  |  | 30 |  | 11.8 | 15.4 | ON/OFF VALVE-SOLENOID | CVAT-XXSV-0623 | CVAT-MZD | T1 | M20 |  | HOLD | JUNCTION BOX | CVAT-XJB-0402 | CVAT-MZD | T1 | M20 |  | HOLD |  |  |  | PTSC M&C | PTSC M&C - Onshore
408 | CVAT-I-XXSV0624 | 0.6/1K | 2C |  | 1.5 |  | FR9 | ORANGE | - |  |  | 30 |  | 11.8 | 15.4 | ON/OFF VALVE-SOLENOID | CVAT-XXSV-0624 | CVAT-MZD | T1 | M20 |  | HOLD | JUNCTION BOX | CVAT-XJB-0402 | CVAT-MZD | T1 | M20 |  | HOLD |  |  |  | PTSC M&C | PTSC M&C - Onshore
409 | CVAT-I-XXSV0625 | 0.6/1K | 2C |  | 1.5 |  | FR9 | ORANGE | - |  |  | 30 |  | 11.8 | 15.4 | ON/OFF VALVE-SOLENOID | CVAT-XXSV-0625 | CVAT-MZD | T1 | M20 |  | HOLD | JUNCTION BOX | CVAT-XJB-0402 | CVAT-MZD | T1 | M20 |  | HOLD |  |  |  | PTSC M&C | PTSC M&C - Onshore
410 | CVAT-I-XJB0402-2 | 0.6/1K | 4P |  | 1.0 |  | FR2 | ORANGE | OVE |  |  | 60 |  | 17.2 | 21.5 | JUNCTION BOX | CVAT-XJB-0402 | CVAT-MZD | T1 | M25 |  | HOLD | SDS & FGS MARSHALLING CABINET | HOLD 1 | CVAT-EIR | T1 | M25 |  | HOLD |  |  |  | PTSC M&C | PTSC M&C - Onshore
411 | CVAT-I-ESD7107 | 250 | 1P |  | 1.0 |  | FR2 | ORANGE | OVE |  |  | 30 |  | 9.8 | 13.3 | EMERGENCY STATION PUSH BUTTON | CVAT-ESD-7107 | CVAT-UD | T1 | M20S |  | HOLD | JUNCTION BOX | CVAT-XJB-0402 | CVAT-UD | T1 | M20S |  | HOLD |  |  |  | PTSC M&C | PTSC M&C - Onshore
412 | CVAT-I-ESD7108 | 250 | 1P |  | 1.0 |  | FR2 | ORANGE | OVE |  |  | 30 |  | 9.8 | 13.3 | EMERGENCY STATION PUSH BUTTON | CVAT-ESD-7108 | CVAT-UD | T1 | M20S |  | HOLD | JUNCTION BOX | CVAT-XJB-0402 | CVAT-UD | T1 | M20S |  | HOLD |  |  |  | PTSC M&C | PTSC M&C - Onshore
413 | CVAT-I-XJB0403 | 250 | 24P |  | 1.0 |  | FR4 | ORANGE | IND & OVE |  |  | 60 |  | 39.2 | 45 | JUNCTION BOX | CVAT-XJB-0403 | CVAT-MZD | T1 | M50 |  | HOLD | SDS & FGS MARSHALLING CABINET | HOLD 1 | CVAT-EIR | T1 | M50 |  | HOLD |  |  |  | PTSC M&C | PTSC M&C - Onshore
414 | CVAT-I-PIT0201 | 250 | 1P |  | 1.0 |  | FR2 | ORANGE | OVE |  |  | 30 |  | 9.8 | 13.3 | PRESSURE TRANSMITTER | CVAT-PIT-0201 | CVAT-MZD | T1 | M20S |  | HOLD | JUNCTION BOX | CVAT-XJB-0403 | CVAT-MZD | T1 | M20S |  | HOLD |  |  |  | PTSC M&C | PTSC M&C - Onshore
415 | CVAT-I-PIT0202 | 250 | 1P |  | 1.0 |  | FR2 | ORANGE | OVE |  |  | 30 |  | 9.8 | 13.3 | PRESSURE TRANSMITTER | CVAT-PIT-0202 | CVAT-MZD | T1 | M20S |  | HOLD | JUNCTION BOX | CVAT-XJB-0403 | CVAT-MZD | T1 | M20S |  | HOLD |  |  |  | PTSC M&C | PTSC M&C - Onshore
416 | CVAT-I-PIT0203 | 250 | 1P |  | 1.0 |  | FR2 | ORANGE | OVE |  |  | 30 |  | 9.8 | 13.3 | PRESSURE TRANSMITTER | CVAT-PIT-0203 | CVAT-MZD | T1 | M20S |  | HOLD | JUNCTION BOX | CVAT-XJB-0403 | CVAT-MZD | T1 | M20S |  | HOLD |  |  |  | PTSC M&C | PTSC M&C - Onshore
417 | CVAT-I-PIT0204 | 250 | 1P |  | 1.0 |  | FR2 | ORANGE | OVE |  |  | 30 |  | 9.8 | 13.3 | PRESSURE TRANSMITTER | CVAT-PIT-0204 | CVAT-MZD | T1 | M20S |  | HOLD | JUNCTION BOX | CVAT-XJB-0403 | CVAT-MZD | T1 | M20S |  | HOLD |  |  |  | PTSC M&C | PTSC M&C - Onshore
418 | CVAT-I-PIT0205 | 250 | 1P |  | 1.0 |  | FR2 | ORANGE | OVE |  |  | 30 |  | 9.8 | 13.3 | PRESSURE TRANSMITTER | CVAT-PIT-0205 | CVAT-MZD | T1 | M20S |  | HOLD | JUNCTION BOX | CVAT-XJB-0403 | CVAT-MZD | T1 | M20S |  | HOLD |  |  |  | PTSC M&C | PTSC M&C - Onshore
419 | CVAT-I-PIT0206 | 250 | 1P |  | 1.0 |  | FR2 | ORANGE | OVE |  |  | 30 |  | 9.8 | 13.3 | PRESSURE TRANSMITTER | CVAT-PIT-0206 | CVAT-MZD | T1 | M20S |  | HOLD | JUNCTION BOX | CVAT-XJB-0403 | CVAT-MZD | T1 | M20S |  | HOLD |  |  |  | PTSC M&C | PTSC M&C - Onshore
420 | CVAT-I-PIT0207 | 250 | 1P |  | 1.0 |  | FR2 | ORANGE | OVE |  |  | 30 |  | 9.8 | 13.3 | PRESSURE TRANSMITTER | CVAT-PIT-0207 | CVAT-MZD | T1 | M20S |  | HOLD | JUNCTION BOX | CVAT-XJB-0403 | CVAT-MZD | T1 | M20S |  | HOLD |  |  |  | PTSC M&C | PTSC M&C - Onshore
421 | CVAT-I-PIT0208 | 250 | 1P |  | 1.0 |  | FR2 | ORANGE | OVE |  |  | 30 |  | 9.8 | 13.3 | PRESSURE TRANSMITTER | CVAT-PIT-0208 | CVAT-MZD | T1 | M20S |  | HOLD | JUNCTION BOX | CVAT-XJB-0403 | CVAT-MZD | T1 | M20S |  | HOLD |  |  |  | PTSC M&C | PTSC M&C - Onshore
422 | CVAT-I-PIT0209 | 250 | 1P |  | 1.0 |  | FR2 | ORANGE | OVE |  |  | 30 |  | 9.8 | 13.3 | PRESSURE TRANSMITTER | CVAT-PIT-0209 | CVAT-MZD | T1 | M20S |  | HOLD | JUNCTION BOX | CVAT-XJB-0403 | CVAT-MZD | T1 | M20S |  | HOLD |  |  |  | PTSC M&C | PTSC M&C - Onshore
423 | CVAT-I-PIT0210 | 250 | 1P |  | 1.0 |  | FR2 | ORANGE | OVE |  |  | 30 |  | 9.8 | 13.3 | PRESSURE TRANSMITTER | CVAT-PIT-0210 | CVAT-MZD | T1 | M20S |  | HOLD | JUNCTION BOX | CVAT-XJB-0403 | CVAT-MZD | T1 | M20S |  | HOLD |  |  |  | PTSC M&C | PTSC M&C - Onshore
424 | CVAT-I-PIT0211 | 250 | 1P |  | 1.0 |  | FR2 | ORANGE | OVE |  |  | 30 |  | 9.8 | 13.3 | PRESSURE TRANSMITTER | CVAT-PIT-0211 | CVAT-MZD | T1 | M20S |  | HOLD | JUNCTION BOX | CVAT-XJB-0403 | CVAT-MZD | T1 | M20S |  | HOLD |  |  |  | PTSC M&C | PTSC M&C - Onshore
425 | CVAT-I-PIT0212 | 250 | 1P |  | 1.0 |  | FR2 | ORANGE | OVE |  |  | 30 |  | 9.8 | 13.3 | PRESSURE TRANSMITTER | CVAT-PIT-0212 | CVAT-MZD | T1 | M20S |  | HOLD | JUNCTION BOX | CVAT-XJB-0403 | CVAT-MZD | T1 | M20S |  | HOLD |  |  |  | PTSC M&C | PTSC M&C - Onshore
426 | CVAT-I-PIT0213 | 250 | 1P |  | 1.0 |  | FR2 | ORANGE | OVE |  |  | 30 |  | 9.8 | 13.3 | PRESSURE TRANSMITTER | CVAT-PIT-0213 | CVAT-MZD | T1 | M20S |  | HOLD | JUNCTION BOX | CVAT-XJB-0403 | CVAT-MZD | T1 | M20S |  | HOLD |  |  |  | PTSC M&C | PTSC M&C - Onshore
427 | CVAT-I-PIT0214 | 250 | 1P |  | 1.0 |  | FR2 | ORANGE | OVE |  |  | 30 |  | 9.8 | 13.3 | PRESSURE TRANSMITTER | CVAT-PIT-0214 | CVAT-MZD | T1 | M20S |  | HOLD | JUNCTION BOX | CVAT-XJB-0403 | CVAT-MZD | T1 | M20S |  | HOLD |  |  |  | PTSC M&C | PTSC M&C - Onshore
428 | CVAT-I-PIT0215 | 250 | 1P |  | 1.0 |  | FR2 | ORANGE | OVE |  |  | 30 |  | 9.8 | 13.3 | PRESSURE TRANSMITTER | CVAT-PIT-0215 | CVAT-MZD | T1 | M20S |  | HOLD | JUNCTION BOX | CVAT-XJB-0403 | CVAT-MZD | T1 | M20S |  | HOLD |  |  |  | PTSC M&C | PTSC M&C - Onshore
429 | CVAT-I-PIT0216 | 250 | 1P |  | 1.0 |  | FR2 | ORANGE | OVE |  |  | 30 |  | 9.8 | 13.3 | PRESSURE TRANSMITTER | CVAT-PIT-0216 | CVAT-MZD | T1 | M20S |  | HOLD | JUNCTION BOX | CVAT-XJB-0403 | CVAT-MZD | T1 | M20S |  | HOLD |  |  |  | PTSC M&C | PTSC M&C - Onshore
430 | CVAT-I-PIT0217 | 250 | 1P |  | 1.0 |  | FR2 | ORANGE | OVE |  |  | 30 |  | 9.8 | 13.3 | PRESSURE TRANSMITTER | CVAT-PIT-0217 | CVAT-MZD | T1 | M20S |  | HOLD | JUNCTION BOX | CVAT-XJB-0403 | CVAT-MZD | T1 | M20S |  | HOLD |  |  |  | PTSC M&C | PTSC M&C - Onshore
431 | CVAT-I-PIT0218 | 250 | 1P |  | 1.0 |  | FR2 | ORANGE | OVE |  |  | 30 |  | 9.8 | 13.3 | PRESSURE TRANSMITTER | CVAT-PIT-0218 | CVAT-MZD | T1 | M20S |  | HOLD | JUNCTION BOX | CVAT-XJB-0403 | CVAT-MZD | T1 | M20S |  | HOLD |  |  |  | PTSC M&C | PTSC M&C - Onshore
432 | CVAT-I-PIT0219 | 250 | 1P |  | 1.0 |  | FR2 | ORANGE | OVE |  |  | 30 |  | 9.8 | 13.3 | PRESSURE TRANSMITTER | CVAT-PIT-0219 | CVAT-MZD | T1 | M20S |  | HOLD | JUNCTION BOX | CVAT-XJB-0403 | CVAT-MZD | T1 | M20S |  | HOLD |  |  |  | PTSC M&C | PTSC M&C - Onshore
433 | CVAT-I-PIT0220 | 250 | 1P |  | 1.0 |  | FR2 | ORANGE | OVE |  |  | 30 |  | 9.8 | 13.3 | PRESSURE TRANSMITTER | CVAT-PIT-0220 | CVAT-MZD | T1 | M20S |  | HOLD | JUNCTION BOX | CVAT-XJB-0403 | CVAT-MZD | T1 | M20S |  | HOLD |  |  |  | PTSC M&C | PTSC M&C - Onshore
434 | CVAT-I-PIT0801 | 250 | 1P |  | 1.0 |  | FR2 | ORANGE | OVE |  |  | 30 |  | 9.8 | 13.3 | PRESSURE TRANSMITTER | CVAT-PIT-0801 | CVAT-MZD | T1 | M20S |  | HOLD | JUNCTION BOX | CVAT-XJB-0403 | CVAT-MZD | T1 | M20S |  | HOLD |  |  |  | PTSC M&C | PTSC M&C - Onshore
435 | CVAT-I-XJB0404 | 250 | 12P |  | 1.0 |  | FR4 | ORANGE | IND & OVE |  |  | 60 |  | 28.4 | 33.2 | JUNCTION BOX | CVAT-XJB-0404 | CVAT-MZD | T1 | M40 |  | HOLD | SDS & FGS MARSHALLING CABINET | HOLD 1 | CVAT-EIR | T1 | M40 |  | HOLD |  |  |  | PTSC M&C | PTSC M&C - Onshore
436 | CVAT-I-LIT0605 | 250 | 1P |  | 1.0 |  | FR2 | ORANGE | OVE |  |  | 30 |  | 9.8 | 13.3 | LEVEL TRANSMITTER - MAGNETIC | CVAT-LIT-0605 | CVAT-MZD | T1 | M20S |  | HOLD | JUNCTION BOX | CVAT-XJB-0404 | CVAT-MZD | T1 | M20S |  | HOLD |  |  |  | PTSC M&C | PTSC M&C - Onshore
437 | CVAT-I-LIT0604 | 250 | 1P |  | 1.0 |  | FR2 | ORANGE | OVE |  |  | 30 |  | 9.8 | 13.3 | LEVEL TRANSMITTER - MAGNETIC | CVAT-LIT-0604 | CVAT-MZD | T1 | M20S |  | HOLD | JUNCTION BOX | CVAT-XJB-0404 | CVAT-MZD | T1 | M20S |  | HOLD |  |  |  | PTSC M&C | PTSC M&C - Onshore
438 | CVAT-I-LIT0603 | 250 | 1P |  | 1.0 |  | FR2 | ORANGE | OVE |  |  | 30 |  | 9.8 | 13.3 | LEVEL TRANSMITTER - MAGNETIC | CVAT-LIT-0603 | CVAT-MZD | T1 | M20S |  | HOLD | JUNCTION BOX | CVAT-XJB-0404 | CVAT-MZD | T1 | M20S |  | HOLD |  |  |  | PTSC M&C | PTSC M&C - Onshore
439 | CVAT-I-LIT4202 | 250 | 1P |  | 1.0 |  | FR2 | ORANGE | OVE |  |  | 30 |  | 9.8 | 13.3 | LEVEL TRANSMITTER - MAGNETIC | CVAT-LIT-4202 | CVAT-MZD | T1 | M20S |  | HOLD | JUNCTION BOX | CVAT-XJB-0404 | CVAT-MZD | T1 | M20S |  | HOLD |  |  |  | PTSC M&C | PTSC M&C - Onshore
440 | CVAT-I-LIT4203 | 250 | 1P |  | 1.0 |  | FR2 | ORANGE | OVE |  |  | 30 |  | 9.8 | 13.3 | LEVEL TRANSMITTER - MAGNETIC | CVAT-LIT-4203 | CVAT-MZD | T1 | M20S |  | HOLD | JUNCTION BOX | CVAT-XJB-0404 | CVAT-MZD | T1 | M20S |  | HOLD |  |  |  | PTSC M&C | PTSC M&C - Onshore
441 | CVAT-I-LIT4204 | 250 | 1P |  | 1.0 |  | FR2 | ORANGE | OVE |  |  | 30 |  | 9.8 | 13.3 | LEVEL TRANSMITTER - MAGNETIC | CVAT-LIT-4204 | CVAT-MZD | T1 | M20S |  | HOLD | JUNCTION BOX | CVAT-XJB-0404 | CVAT-MZD | T1 | M20S |  | HOLD |  |  |  | PTSC M&C | PTSC M&C - Onshore
442 | CVAT-I-LIT4503 | 250 | 1P |  | 1.0 |  | FR2 | ORANGE | OVE |  |  | 30 |  | 9.8 | 13.3 | LEVEL TRANSMITTER - MAGNETIC | CVAT-LIT-4503 | CVAT-MZD | T1 | M20S |  | HOLD | JUNCTION BOX | CVAT-XJB-0404 | CVAT-MZD | T1 | M20S |  | HOLD |  |  |  | PTSC M&C | PTSC M&C - Onshore
443 | CVAT-I-PIT0602 | 250 | 1P |  | 1.0 |  | FR2 | ORANGE | OVE |  |  | 30 |  | 9.8 | 13.3 | PRESSURE TRANSMITTER | CVAT-PIT-0602 | CVAT-MZD | T1 | M20S |  | HOLD | JUNCTION BOX | CVAT-XJB-0404 | CVAT-MZD | T1 | M20S |  | HOLD |  |  |  | PTSC M&C | PTSC M&C - Onshore
444 | CVAT-I-PIT4701 | 250 | 1P |  | 1.0 |  | FR2 | ORANGE | OVE |  |  | 30 |  | 9.8 | 13.3 | PRESSURE TRANSMITTER | CVAT-PIT-4701 | CVAT-MZD | T1 | M20S |  | HOLD | JUNCTION BOX | CVAT-XJB-0404 | CVAT-MZD | T1 | M20S |  | HOLD |  |  |  | PTSC M&C | PTSC M&C - Onshore
445 | CVAT-I-XJB0501 | 250 | 8P |  | 1.0 |  | FR2 | ORANGE | OVE |  |  | 60 |  | 22.5 | 27.1 | JUNCTION BOX | CVAT-XJB-0501 | CVAT-UD | T1 | M32 |  | HOLD | SDS & FGS MARSHALLING CABINET | HOLD 1 | CVAT-EIR | T1 | M32 |  | HOLD |  |  |  | PTSC M&C | PTSC M&C - Onshore
446 | CVAT-I-PK0701-4 | 250 | 4P |  | 1.0 |  | FR2 | ORANGE | OVE |  |  | 60 |  | 17.2 | 21.5 | BOOSTER COMPRESSOR PACKAGE | CVAT-PK-0701 | CVAT-CD | T1 | M25 |  | HOLD | SDS & FGS MARSHALLING CABINET | HOLD 1 | CVAT-EIR | T1 | M25 |  | HOLD |  |  |  | PTSC M&C | PTSC M&C - Onshore
447 | CVAT-I-GE6001-4 | 250 | 2P |  | 1.0 |  | FR2 | ORANGE | OVE |  |  | 60 |  | 15.1 | 19.3 | GAS ENGINE GENERATOR PACKAGE | CVAT-GE-6001 | CVAT-MZD | T1 | M25S |  | HOLD | SDS & FGS MARSHALLING CABINET | HOLD 1 | CVAT-EIR | T1 | M25S |  | HOLD |  |  |  | PTSC M&C | PTSC M&C - Onshore
448 | CVAT-I-GE6001-5 | 250 | 2P |  | 1.0 |  | FR4 | ORANGE | IND & OVE |  |  | 60 |  | 15.8 | 20.1 | GAS ENGINE GENERATOR PACKAGE | CVAT-GE-6001 | CVAT-MZD | T1 | M25S |  | HOLD | SDS & FGS MARSHALLING CABINET | HOLD 1 | CVAT-EIR | T1 | M25S |  | HOLD |  |  |  | PTSC M&C | PTSC M&C - Onshore
449 | CVAT-I-PK5301-2 | 0.6/1K | 12C |  | 1.5 |  | FR9 | ORANGE | - |  |  | 60 |  | 22.1 | 26.6 | CHEMICAL INJECTION SKID PACKAGE | CVAT-PK-5301 | CVAT-MZD | T1 | M32 |  | HOLD | SDS & FGS MARSHALLING CABINET | HOLD 1 | CVAT-EIR | T1 | M32 |  | HOLD |  |  |  | PTSC M&C | PTSC M&C - Onshore
III | FGS CABLES
450 | CVAT-I-FJB0201 | 250 | 12T |  | 1.0 |  | FR8 | ORANGE | IND & OVE |  |  | 60 |  | 34.6 | 39.6 | JUNCTION BOX | CVAT-FJB-0201 | CVAT-SCD | T1 | M50S |  | HOLD | SDS & FGS MARSHALLING CABINET | HOLD 1 | CVAT-EIR | T1 | M50S |  | HOLD |  |  |  | PTSC M&C | PTSC M&C - Onshore
451 | CVAT-I-FD0101 | 250 | 1T |  | 1.0 |  | FR6 | ORANGE | OVE |  |  | 30 |  | 10.3 | 13.8 | F&G - FLAME DETECTOR (TRIPLE IR) | CVAT-FD-0101 | CVAT-SCD | T1 | M20S |  | HOLD | JUNCTION BOX | CVAT-FJB-0201 | CVAT-SCD | T1 | M20S |  | HOLD |  |  |  | PTSC M&C | PTSC M&C - Onshore
452 | CVAT-I-FD0102 | 250 | 1T |  | 1.0 |  | FR6 | ORANGE | OVE |  |  | 30 |  | 10.3 | 13.8 | F&G - FLAME DETECTOR (TRIPLE IR) | CVAT-FD-0102 | CVAT-SCD | T1 | M20S |  | HOLD | JUNCTION BOX | CVAT-FJB-0201 | CVAT-SCD | T1 | M20S |  | HOLD |  |  |  | PTSC M&C | PTSC M&C - Onshore
453 | CVAT-I-GD0101 | 250 | 1T |  | 1.0 |  | FR6 | ORANGE | OVE |  |  | 30 |  | 10.3 | 13.8 | F&G - GAS DETECTOR (IR POINT TYPE) | CVAT-GD-0101 | CVAT-SCD | T1 | M20S |  | HOLD | JUNCTION BOX | CVAT-FJB-0201 | CVAT-SCD | T1 | M20S |  | HOLD |  |  |  | PTSC M&C | PTSC M&C - Onshore
454 | CVAT-I-GD0102 | 250 | 1T |  | 1.0 |  | FR6 | ORANGE | OVE |  |  | 30 |  | 10.3 | 13.8 | F&G - GAS DETECTOR (IR POINT TYPE) | CVAT-GD-0102 | CVAT-SCD | T1 | M20S |  | HOLD | JUNCTION BOX | CVAT-FJB-0201 | CVAT-SCD | T1 | M20S |  | HOLD |  |  |  | PTSC M&C | PTSC M&C - Onshore
455 | CVAT-I-GD0103 | 250 | 1T |  | 1.0 |  | FR6 | ORANGE | OVE |  |  | 30 |  | 10.3 | 13.8 | F&G - GAS DETECTOR (IR POINT TYPE) | CVAT-GD-0103 | CVAT-SCD | T1 | M20S |  | HOLD | JUNCTION BOX | CVAT-FJB-0201 | CVAT-SCD | T1 | M20S |  | HOLD |  |  |  | PTSC M&C | PTSC M&C - Onshore
456 | CVAT-I-GD0104 | 250 | 1T |  | 1.0 |  | FR6 | ORANGE | OVE |  |  | 30 |  | 10.3 | 13.8 | F&G - GAS DETECTOR (IR POINT TYPE) | CVAT-GD-0104 | CVAT-SCD | T1 | M20S |  | HOLD | JUNCTION BOX | CVAT-FJB-0201 | CVAT-SCD | T1 | M20S |  | HOLD |  |  |  | PTSC M&C | PTSC M&C - Onshore
457 | CVAT-I-GD0105 | 250 | 1T |  | 1.0 |  | FR6 | ORANGE | OVE |  |  | 30 |  | 10.3 | 13.8 | F&G - GAS DETECTOR (IR POINT TYPE) | CVAT-GD-0105 | CVAT-SCD | T1 | M20S |  | HOLD | JUNCTION BOX | CVAT-FJB-0201 | CVAT-SCD | T1 | M20S |  | HOLD |  |  |  | PTSC M&C | PTSC M&C - Onshore
458 | CVAT-I-GD0106 | 250 | 1T |  | 1.0 |  | FR6 | ORANGE | OVE |  |  | 30 |  | 10.3 | 13.8 | F&G - GAS DETECTOR (IR POINT TYPE) | CVAT-GD-0106 | CVAT-SCD | T1 | M20S |  | HOLD | JUNCTION BOX | CVAT-FJB-0201 | CVAT-SCD | T1 | M20S |  | HOLD |  |  |  | PTSC M&C | PTSC M&C - Onshore
459 | CVAT-I-FJB0301 | 250 | 16T |  | 1.0 |  | FR8 | ORANGE | IND & OVE |  |  | 60 |  | 37.4 | 42.5 | JUNCTION BOX | CVAT-FJB-0301 | CVAT-CD | T1 | M50S |  | HOLD | SDS & FGS MARSHALLING CABINET | HOLD 1 | CVAT-EIR | T1 | M50S |  | HOLD |  |  |  | PTSC M&C | PTSC M&C - Onshore
460 | CVAT-I-FD0103 | 250 | 1T |  | 1.0 |  | FR6 | ORANGE | OVE |  |  | 30 |  | 10.3 | 13.8 | F&G - FLAME DETECTOR (TRIPLE IR) | CVAT-FD-0103 | CVAT-CD | T1 | M20S |  | HOLD | JUNCTION BOX | CVAT-FJB-0301 | CVAT-CD | T1 | M20S |  | HOLD |  |  |  | PTSC M&C | PTSC M&C - Onshore
461 | CVAT-I-FD0104 | 250 | 1T |  | 1.0 |  | FR6 | ORANGE | OVE |  |  | 30 |  | 10.3 | 13.8 | F&G - FLAME DETECTOR (TRIPLE IR) | CVAT-FD-0104 | CVAT-CD | T1 | M20S |  | HOLD | JUNCTION BOX | CVAT-FJB-0301 | CVAT-CD | T1 | M20S |  | HOLD |  |  |  | PTSC M&C | PTSC M&C - Onshore
462 | CVAT-I-FD0105 | 250 | 1T |  | 1.0 |  | FR6 | ORANGE | OVE |  |  | 30 |  | 10.3 | 13.8 | F&G - FLAME DETECTOR (TRIPLE IR) | CVAT-FD-0105 | CVAT-CD | T1 | M20S |  | HOLD | JUNCTION BOX | CVAT-FJB-0301 | CVAT-CD | T1 | M20S |  | HOLD |  |  |  | PTSC M&C | PTSC M&C - Onshore
463 | CVAT-I-FD0106 | 250 | 1T |  | 1.0 |  | FR6 | ORANGE | OVE |  |  | 30 |  | 10.3 | 13.8 | F&G - FLAME DETECTOR (TRIPLE IR) | CVAT-FD-0106 | CVAT-CD | T1 | M20S |  | HOLD | JUNCTION BOX | CVAT-FJB-0301 | CVAT-CD | T1 | M20S |  | HOLD |  |  |  | PTSC M&C | PTSC M&C - Onshore
464 | CVAT-I-FD0107 | 250 | 1T |  | 1.0 |  | FR6 | ORANGE | OVE |  |  | 30 |  | 10.3 | 13.8 | F&G - FLAME DETECTOR (TRIPLE IR) | CVAT-FD-0107 | CVAT-CD | T1 | M20S |  | HOLD | JUNCTION BOX | CVAT-FJB-0301 | CVAT-CD | T1 | M20S |  | HOLD |  |  |  | PTSC M&C | PTSC M&C - Onshore
465 | CVAT-I-FD0108 | 250 | 1T |  | 1.0 |  | FR6 | ORANGE | OVE |  |  | 30 |  | 10.3 | 13.8 | F&G - FLAME DETECTOR (TRIPLE IR) | CVAT-FD-0108 | CVAT-CD | T1 | M20S |  | HOLD | JUNCTION BOX | CVAT-FJB-0301 | CVAT-CD | T1 | M20S |  | HOLD |  |  |  | PTSC M&C | PTSC M&C - Onshore
466 | CVAT-I-GD0107 | 250 | 1T |  | 1.0 |  | FR6 | ORANGE | OVE |  |  | 30 |  | 10.3 | 13.8 | F&G - GAS DETECTOR (IR POINT TYPE) | CVAT-GD-0107 | CVAT-CD | T1 | M20S |  | HOLD | JUNCTION BOX | CVAT-FJB-0301 | CVAT-CD | T1 | M20S |  | HOLD |  |  |  | PTSC M&C | PTSC M&C - Onshore
467 | CVAT-I-GD0108 | 250 | 1T |  | 1.0 |  | FR6 | ORANGE | OVE |  |  | 30 |  | 10.3 | 13.8 | F&G - GAS DETECTOR (IR POINT TYPE) | CVAT-GD-0108 | CVAT-CD | T1 | M20S |  | HOLD | JUNCTION BOX | CVAT-FJB-0301 | CVAT-CD | T1 | M20S |  | HOLD |  |  |  | PTSC M&C | PTSC M&C - Onshore
468 | CVAT-I-GD0109 | 250 | 1T |  | 1.0 |  | FR6 | ORANGE | OVE |  |  | 30 |  | 10.3 | 13.8 | F&G - GAS DETECTOR (IR POINT TYPE) | CVAT-GD-0109 | CVAT-CD | T1 | M20S |  | HOLD | JUNCTION BOX | CVAT-FJB-0301 | CVAT-CD | T1 | M20S |  | HOLD |  |  |  | PTSC M&C | PTSC M&C - Onshore
469 | CVAT-I-GD0110 | 250 | 1T |  | 1.0 |  | FR6 | ORANGE | OVE |  |  | 30 |  | 10.3 | 13.8 | F&G - GAS DETECTOR (IR POINT TYPE) | CVAT-GD-0110 | CVAT-CD | T1 | M20S |  | HOLD | JUNCTION BOX | CVAT-FJB-0301 | CVAT-CD | T1 | M20S |  | HOLD |  |  |  | PTSC M&C | PTSC M&C - Onshore
470 | CVAT-I-GD0111 | 250 | 1T |  | 1.0 |  | FR6 | ORANGE | OVE |  |  | 30 |  | 10.3 | 13.8 | F&G - GAS DETECTOR (IR POINT TYPE) | CVAT-GD-0111 | CVAT-CD | T1 | M20S |  | HOLD | JUNCTION BOX | CVAT-FJB-0301 | CVAT-CD | T1 | M20S |  | HOLD |  |  |  | PTSC M&C | PTSC M&C - Onshore
471 | CVAT-I-GD0114 | 250 | 1T |  | 1.0 |  | FR6 | ORANGE | OVE |  |  | 30 |  | 10.3 | 13.8 | F&G - GAS DETECTOR (IR POINT TYPE) | CVAT-GD-0114 | CVAT-CD | T1 | M20S |  | HOLD | JUNCTION BOX | CVAT-FJB-0301 | CVAT-CD | T1 | M20S |  | HOLD |  |  |  | PTSC M&C | PTSC M&C - Onshore
472 | CVAT-I-GD0115 | 250 | 1T |  | 1.0 |  | FR6 | ORANGE | OVE |  |  | 30 |  | 10.3 | 13.8 | F&G - GAS DETECTOR (IR POINT TYPE) | CVAT-GD-0115 | CVAT-CD | T1 | M20S |  | HOLD | JUNCTION BOX | CVAT-FJB-0301 | CVAT-CD | T1 | M20S |  | HOLD |  |  |  | PTSC M&C | PTSC M&C - Onshore
473 | CVAT-I-FJB0302 | 0.6/1K | 27C |  | 2.5 |  | FR9 | ORANGE | - |  |  | 60 |  | 34 | 39 | JUNCTION BOX | CVAT-FJB-0302 | CVAT-CD | T1 | M50S |  | HOLD | SDS & FGS MARSHALLING CABINET | HOLD 1 | CVAT-EIR | T1 | M50S |  | HOLD |  |  |  | PTSC M&C | PTSC M&C - Onshore
474 | CVAT-I-YH0101 | 0.6/1K | 2C |  | 2.5 |  | FR9 | ORANGE | - |  |  | 30 |  | 12.6 | 16.2 | F&G - SIREN | CVAT-YH-0101 | CVAT-CD | T1 | M20 |  | HOLD | JUNCTION BOX | CVAT-FJB-0302 | CVAT-CD | T1 | M20 |  | HOLD |  |  |  | PTSC M&C | PTSC M&C - Onshore
475 | CVAT-I-YH0102 | 0.6/1K | 2C |  | 2.5 |  | FR9 | ORANGE | - |  |  | 30 |  | 12.6 | 16.2 | F&G - SIREN | CVAT-YH-0102 | CVAT-CD | T1 | M20 |  | HOLD | JUNCTION BOX | CVAT-FJB-0302 | CVAT-CD | T1 | M20 |  | HOLD |  |  |  | PTSC M&C | PTSC M&C - Onshore
476 | CVAT-I-YH0103 | 0.6/1K | 2C |  | 2.5 |  | FR9 | ORANGE | - |  |  | 30 |  | 12.6 | 16.2 | F&G - SIREN | CVAT-YH-0103 | CVAT-CD | T1 | M20 |  | HOLD | JUNCTION BOX | CVAT-FJB-0302 | CVAT-CD | T1 | M20 |  | HOLD |  |  |  | PTSC M&C | PTSC M&C - Onshore
477 | CVAT-I-YH0104 | 0.6/1K | 2C |  | 2.5 |  | FR9 | ORANGE | - |  |  | 30 |  | 12.6 | 16.2 | F&G - SIREN | CVAT-YH-0104 | CVAT-CD | T1 | M20 |  | HOLD | JUNCTION BOX | CVAT-FJB-0302 | CVAT-CD | T1 | M20 |  | HOLD |  |  |  | PTSC M&C | PTSC M&C - Onshore
478 | CVAT-I-YH0106 | 0.6/1K | 2C |  | 2.5 |  | FR9 | ORANGE | - |  |  | 30 |  | 12.6 | 16.2 | F&G - SIREN | CVAT-YH-0106 | CVAT-CD | T1 | M20 |  | HOLD | JUNCTION BOX | CVAT-FJB-0302 | CVAT-CD | T1 | M20 |  | HOLD |  |  |  | PTSC M&C | PTSC M&C - Onshore
479 | CVAT-I-YH0107 | 0.6/1K | 2C |  | 2.5 |  | FR9 | ORANGE | - |  |  | 30 |  | 12.6 | 16.2 | F&G - SIREN | CVAT-YH-0107 | CVAT-CD | T1 | M20 |  | HOLD | JUNCTION BOX | CVAT-FJB-0302 | CVAT-CD | T1 | M20 |  | HOLD |  |  |  | PTSC M&C | PTSC M&C - Onshore
480 | CVAT-I-YH0108 | 0.6/1K | 2C |  | 2.5 |  | FR9 | ORANGE | - |  |  | 30 |  | 12.6 | 16.2 | F&G - SIREN | CVAT-YH-0108 | CVAT-CD | T1 | M20 |  | HOLD | JUNCTION BOX | CVAT-FJB-0302 | CVAT-CD | T1 | M20 |  | HOLD |  |  |  | PTSC M&C | PTSC M&C - Onshore
481 | CVAT-I-BR0101 | 0.6/1K | 2C |  | 2.5 |  | FR9 | ORANGE | - |  |  | 30 |  | 12.6 | 16.2 | F&G BEACON | CVAT-BR-0101 | CVAT-CD | T1 | M20 |  | HOLD | JUNCTION BOX | CVAT-FJB-0302 | CVAT-CD | T1 | M20 |  | HOLD |  |  |  | PTSC M&C | PTSC M&C - Onshore
482 | CVAT-I-BR0102 | 0.6/1K | 2C |  | 2.5 |  | FR9 | ORANGE | - |  |  | 30 |  | 12.6 | 16.2 | F&G BEACON | CVAT-BR-0102 | CVAT-CD | T1 | M20 |  | HOLD | JUNCTION BOX | CVAT-FJB-0302 | CVAT-CD | T1 | M20 |  | HOLD |  |  |  | PTSC M&C | PTSC M&C - Onshore
483 | CVAT-I-FJB0401 | 250 | 16T |  | 1.0 |  | FR8 | ORANGE | IND & OVE |  |  | 60 |  | 37.4 | 42.5 | JUNCTION BOX | CVAT-FJB-0401 | CVAT-MZD | T1 | M50S |  | HOLD | SDS & FGS MARSHALLING CABINET | HOLD 1 | CVAT-EIR | T1 | M50S |  | HOLD |  |  |  | PTSC M&C | PTSC M&C - Onshore
484 | CVAT-I-FD0109 | 250 | 1T |  | 1.0 |  | FR6 | ORANGE | OVE |  |  | 30 |  | 10.3 | 13.8 | F&G - FLAME DETECTOR (TRIPLE IR) | CVAT-FD-0109 | CVAT-MZD | T1 | M20S |  | HOLD | JUNCTION BOX | CVAT-FJB-0401 | CVAT-MZD | T1 | M20S |  | HOLD |  |  |  | PTSC M&C | PTSC M&C - Onshore
485 | CVAT-I-FD0110 | 250 | 1T |  | 1.0 |  | FR6 | ORANGE | OVE |  |  | 30 |  | 10.3 | 13.8 | F&G - FLAME DETECTOR (TRIPLE IR) | CVAT-FD-0110 | CVAT-MZD | T1 | M20S |  | HOLD | JUNCTION BOX | CVAT-FJB-0401 | CVAT-MZD | T1 | M20S |  | HOLD |  |  |  | PTSC M&C | PTSC M&C - Onshore
486 | CVAT-I-FD0111 | 250 | 1T |  | 1.0 |  | FR6 | ORANGE | OVE |  |  | 30 |  | 10.3 | 13.8 | F&G - FLAME DETECTOR (TRIPLE IR) | CVAT-FD-0111 | CVAT-MZD | T1 | M20S |  | HOLD | JUNCTION BOX | CVAT-FJB-0401 | CVAT-MZD | T1 | M20S |  | HOLD |  |  |  | PTSC M&C | PTSC M&C - Onshore
487 | CVAT-I-FD0112 | 250 | 1T |  | 1.0 |  | FR6 | ORANGE | OVE |  |  | 30 |  | 10.3 | 13.8 | F&G - FLAME DETECTOR (TRIPLE IR) | CVAT-FD-0112 | CVAT-MZD | T1 | M20S |  | HOLD | JUNCTION BOX | CVAT-FJB-0401 | CVAT-MZD | T1 | M20S |  | HOLD |  |  |  | PTSC M&C | PTSC M&C - Onshore
488 | CVAT-I-GD0116 | 250 | 1T |  | 1.0 |  | FR6 | ORANGE | OVE |  |  | 30 |  | 10.3 | 13.8 | F&G - GAS DETECTOR (IR POINT TYPE) | CVAT-GD-0116 | CVAT-MZD | T1 | M20S |  | HOLD | JUNCTION BOX | CVAT-FJB-0401 | CVAT-MZD | T1 | M20S |  | HOLD |  |  |  | PTSC M&C | PTSC M&C - Onshore
489 | CVAT-I-GD0117 | 250 | 1T |  | 1.0 |  | FR6 | ORANGE | OVE |  |  | 30 |  | 10.3 | 13.8 | F&G - GAS DETECTOR (IR POINT TYPE) | CVAT-GD-0117 | CVAT-MZD | T1 | M20S |  | HOLD | JUNCTION BOX | CVAT-FJB-0401 | CVAT-MZD | T1 | M20S |  | HOLD |  |  |  | PTSC M&C | PTSC M&C - Onshore
490 | CVAT-I-GD0118 | 250 | 1T |  | 1.0 |  | FR6 | ORANGE | OVE |  |  | 30 |  | 10.3 | 13.8 | F&G - GAS DETECTOR (IR POINT TYPE) | CVAT-GD-0118 | CVAT-MZD | T1 | M20S |  | HOLD | JUNCTION BOX | CVAT-FJB-0401 | CVAT-MZD | T1 | M20S |  | HOLD |  |  |  | PTSC M&C | PTSC M&C - Onshore
491 | CVAT-I-GD0119 | 250 | 1T |  | 1.0 |  | FR6 | ORANGE | OVE |  |  | 30 |  | 10.3 | 13.8 | F&G - GAS DETECTOR (IR POINT TYPE) | CVAT-GD-0119 | CVAT-MZD | T1 | M20S |  | HOLD | JUNCTION BOX | CVAT-FJB-0401 | CVAT-MZD | T1 | M20S |  | HOLD |  |  |  | PTSC M&C | PTSC M&C - Onshore
492 | CVAT-I-GD0120 | 250 | 1T |  | 1.0 |  | FR6 | ORANGE | OVE |  |  | 30 |  | 10.3 | 13.8 | F&G - GAS DETECTOR (IR POINT TYPE) | CVAT-GD-0120 | CVAT-MZD | T1 | M20S |  | HOLD | JUNCTION BOX | CVAT-FJB-0401 | CVAT-MZD | T1 | M20S |  | HOLD |  |  |  | PTSC M&C | PTSC M&C - Onshore
493 | CVAT-I-GD0121 | 250 | 1T |  | 1.0 |  | FR6 | ORANGE | OVE |  |  | 30 |  | 10.3 | 13.8 | F&G - GAS DETECTOR (IR POINT TYPE) | CVAT-GD-0121 | CVAT-MZD | T1 | M20S |  | HOLD | JUNCTION BOX | CVAT-FJB-0401 | CVAT-MZD | T1 | M20S |  | HOLD |  |  |  | PTSC M&C | PTSC M&C - Onshore
494 | CVAT-I-GD0122 | 250 | 1T |  | 1.0 |  | FR6 | ORANGE | OVE |  |  | 30 |  | 10.3 | 13.8 | F&G - GAS DETECTOR (IR POINT TYPE) | CVAT-GD-0122 | CVAT-MZD | T1 | M20S |  | HOLD | JUNCTION BOX | CVAT-FJB-0401 | CVAT-MZD | T1 | M20S |  | HOLD |  |  |  | PTSC M&C | PTSC M&C - Onshore
495 | CVAT-I-FJB0501 | 250 | 8T |  | 1.0 |  | FR8 | ORANGE | IND & OVE |  |  | 60 |  | 27.8 | 32.6 | JUNCTION BOX | CVAT-FJB-0501 | CVAT-UD | T1 | M40 |  | HOLD | SDS & FGS MARSHALLING CABINET | HOLD 1 | CVAT-EIR | T1 | M40 |  | HOLD |  |  |  | PTSC M&C | PTSC M&C - Onshore
496 | CVAT-I-FD0113 | 250 | 1T |  | 1.0 |  | FR6 | ORANGE | OVE |  |  | 30 |  | 10.3 | 13.8 | F&G - FLAME DETECTOR (VISUAL) | CVAT-FD-0113 | CVAT-UD | T1 | M20S |  | HOLD | JUNCTION BOX | CVAT-FJB-0501 | CVAT-UD | T1 | M20S |  | HOLD |  |  |  | PTSC M&C | PTSC M&C - Onshore
497 | CVAT-I-FD0114 | 250 | 1T |  | 1.0 |  | FR6 | ORANGE | OVE |  |  | 30 |  | 10.3 | 13.8 | F&G - FLAME DETECTOR (TRIPLE IR) | CVAT-FD-0114 | CVAT-UD | T1 | M20S |  | HOLD | JUNCTION BOX | CVAT-FJB-0501 | CVAT-UD | T1 | M20S |  | HOLD |  |  |  | PTSC M&C | PTSC M&C - Onshore
498 | CVAT-I-FD0115 | 250 | 1T |  | 1.0 |  | FR6 | ORANGE | OVE |  |  | 30 |  | 10.3 | 13.8 | F&G - FLAME DETECTOR (TRIPLE IR) | CVAT-FD-0115 | CVAT-UD | T1 | M20S |  | HOLD | JUNCTION BOX | CVAT-FJB-0501 | CVAT-UD | T1 | M20S |  | HOLD |  |  |  | PTSC M&C | PTSC M&C - Onshore
499 | CVAT-I-GD0123 | 250 | 1T |  | 1.0 |  | FR6 | ORANGE | OVE |  |  | 30 |  | 10.3 | 13.8 | F&G - GAS DETECTOR (IR POINT TYPE) | CVAT-GD-0123 | CVAT-UD | T1 | M20S |  | HOLD | JUNCTION BOX | CVAT-FJB-0501 | CVAT-UD | T1 | M20S |  | HOLD |  |  |  | PTSC M&C | PTSC M&C - Onshore
500 | CVAT-I-GD0124 | 250 | 1T |  | 1.0 |  | FR6 | ORANGE | OVE |  |  | 30 |  | 10.3 | 13.8 | F&G - GAS DETECTOR (IR POINT TYPE) | CVAT-GD-0124 | CVAT-UD | T1 | M20S |  | HOLD | JUNCTION BOX | CVAT-FJB-0501 | CVAT-UD | T1 | M20S |  | HOLD |  |  |  | PTSC M&C | PTSC M&C - Onshore
501 | CVAT-I-FJB0502-1 | 250 | 8P |  | 1.0 |  | FR2 | ORANGE | OVE |  |  | 60 |  | 22.5 | 27.1 | JUNCTION BOX | CVAT-FJB-0502 | CVAT-UD | T1 | M32 |  | HOLD | SDS & FGS MARSHALLING CABINET | HOLD 1 | CVAT-EIR | T1 | M32 |  | HOLD |  |  |  | PTSC M&C | PTSC M&C - Onshore
502 | CVAT-I-XZSO/C5201 | 250 | 2P |  | 1.0 |  | FR2 | ORANGE | OVE |  |  | 30 |  | 15.1 | 19.3 | OPEN & CLOSE LIMIT SWITCH ON/OFF VALVE | CVAT-XZSO/XZSC-5201 | CVAT-UD | T1 | M25S |  | HOLD | JUNCTION BOX | CVAT-FJB-0502 | CVAT-UD | T1 | M25S |  | HOLD |  |  |  | PTSC M&C | PTSC M&C - Onshore
503 | CVAT-I-XZSO/C5202 | 250 | 2P |  | 1.0 |  | FR2 | ORANGE | OVE |  |  | 30 |  | 15.1 | 19.3 | OPEN & CLOSE LIMIT SWITCH ON/OFF VALVE | CVAT-XZSO/XZSC-5202 | CVAT-UD | T1 | M25S |  | HOLD | JUNCTION BOX | CVAT-FJB-0502 | CVAT-UD | T1 | M25S |  | HOLD |  |  |  | PTSC M&C | PTSC M&C - Onshore
504 | CVAT-I-FJB0502-2 | 0.6/1K | 19C |  | 2.5 |  | FR9 | ORANGE | - |  |  | 60 |  | 28.3 | 33.1 | JUNCTION BOX | CVAT-FJB-0502 | CVAT-UD | T1 | M40 |  | HOLD | SDS & FGS MARSHALLING CABINET | HOLD 1 | CVAT-EIR | T1 | M40 |  | HOLD |  |  |  | PTSC M&C | PTSC M&C - Onshore
505 | CVAT-I-XXSV5201 | 0.6/1K | 2C |  | 1.5 |  | FR9 | ORANGE | - |  |  | 30 |  | 11.8 | 15.4 | ON/OFF VALVE-SOLENOID | CVAT-XXSV-5201 | CVAT-UD | T1 | M20 |  | HOLD | JUNCTION BOX | CVAT-FJB-0502 | CVAT-UD | T1 | M20 |  | HOLD |  |  |  | PTSC M&C | PTSC M&C - Onshore
506 | CVAT-I-XXSV5202 | 0.6/1K | 2C |  | 1.5 |  | FR9 | ORANGE | - |  |  | 30 |  | 11.8 | 15.4 | ON/OFF VALVE-SOLENOID | CVAT-XXSV-5202 | CVAT-UD | T1 | M20 |  | HOLD | JUNCTION BOX | CVAT-FJB-0502 | CVAT-UD | T1 | M20 |  | HOLD |  |  |  | PTSC M&C | PTSC M&C - Onshore
507 | CVAT-I-YH0109 | 0.6/1K | 2C |  | 2.5 |  | FR9 | ORANGE | - |  |  | 30 |  | 12.6 | 16.2 | F&G - SIREN | CVAT-YH-0109 | CVAT-UD | T1 | M20 |  | HOLD | JUNCTION BOX | CVAT-FJB-0502 | CVAT-UD | T1 | M20 |  | HOLD |  |  |  | PTSC M&C | PTSC M&C - Onshore
508 | CVAT-I-YH0110 | 0.6/1K | 2C |  | 2.5 |  | FR9 | ORANGE | - |  |  | 30 |  | 12.6 | 16.2 | F&G - SIREN | CVAT-YH-0110 | CVAT-UD | T1 | M20 |  | HOLD | JUNCTION BOX | CVAT-FJB-0502 | CVAT-UD | T1 | M20 |  | HOLD |  |  |  | PTSC M&C | PTSC M&C - Onshore
509 | CVAT-I-BR0103 | 0.6/1K | 2C |  | 2.5 |  | FR9 | ORANGE | - |  |  | 30 |  | 12.6 | 16.2 | F&G BEACON | CVAT-BR-0103 | CVAT-UD | T1 | M20 |  | HOLD | JUNCTION BOX | CVAT-FJB-0502 | CVAT-UD | T1 | M20 |  | HOLD |  |  |  | PTSC M&C | PTSC M&C - Onshore
510 | CVAT-I-CO6201-2 | 250 | 2P |  | 1.0 |  | FR2 | ORANGE | OVE |  |  | 30 |  | 15.1 | 19.3 | 24VDC AC/DC CONVERTER | CVAT-CO-6201 | CVAT-EIR | T1 | M25S |  | HOLD | SDS & FGS MARSHALLING CABINET | HOLD 1 | CVAT-EIR | T1 | M25S |  | HOLD |  |  |  | PTSC M&C | PTSC M&C - Onshore
511 | CVAT-I-CO6202-2 | 250 | 2P |  | 1.0 |  | FR2 | ORANGE | OVE |  |  | 30 |  | 15.1 | 19.3 | 24VDC AC/DC CONVERTER | CVAT-CO-6202 | CVAT-EIR | T1 | M25S |  | HOLD | SDS & FGS MARSHALLING CABINET | HOLD 1 | CVAT-EIR | T1 | M25S |  | HOLD |  |  |  | PTSC M&C | PTSC M&C - Onshore
512 | CVAT-I-DDP6201-3 | 250 | 2P |  | 1.0 |  | FR2 | ORANGE | OVE |  |  | 30 |  | 15.1 | 19.3 | 24VDC DISTRIBUTION PANEL | CVAT-DDP-6201 | CVAT-EIR | T1 | M25S |  | HOLD | SDS & FGS MARSHALLING CABINET | HOLD 1 | CVAT-EIR | T1 | M25S |  | HOLD |  |  |  | PTSC M&C | PTSC M&C - Onshore
513 | CVAT-I-ADP6501-2 | 250 | 4P |  | 1.0 |  | FR2 | ORANGE | OVE |  |  | 30 |  | 17.2 | 21.5 | 400VAC INCOMING PANEL | CVAT-ADP-6501 | CVAT-EIR | T1 | M25 |  | HOLD | SDS & FGS MARSHALLING CABINET | HOLD 1 | CVAT-EIR | T1 | M25 |  | HOLD |  |  |  | PTSC M&C | PTSC M&C - Onshore
514 | CVAT-I-ADP6601-2 | 250 | 2P |  | 1.0 |  | FR2 | ORANGE | OVE |  |  | 30 |  | 15.1 | 19.3 | 400/230VAC DISTRIBUTION PANEL | CVAT-ADP-6601 | CVAT-EIR | T1 | M25S |  | HOLD | SDS & FGS MARSHALLING CABINET | HOLD 1 | CVAT-EIR | T1 | M25S |  | HOLD |  |  |  | PTSC M&C | PTSC M&C - Onshore
515 | CVAT-I-MDR7301-2 | 250 | 2P |  | 1.0 |  | FR2 | ORANGE | OVE |  |  | 60 |  | 15.1 | 19.3 | MICROWAVE DIGITAL RADIO SYSTEM | CVAT-MDR-7301 | CVAT-EIR | T1 | M25S |  | HOLD | SDS & FGS MARSHALLING CABINET | HOLD 1 | CVAT-EIR | T1 | M25S |  | HOLD |  |  |  | PTSC M&C | PTSC M&C - Onshore
516 | CVAT-I-SD0101 | 250 | 1P |  | 1.0 |  | FR2 | ORANGE | OVE |  |  | 30 |  | 9.8 | 13.3 | F&G - SMOKE DETECTOR | CVAT-SD-0101 | CVAT-EIR | T1 | M20S |  | HOLD | SDS & FGS MARSHALLING CABINET | HOLD 1 | CVAT-EIR | T1 | M20S |  | HOLD |  |  |  | PTSC M&C | PTSC M&C - Onshore
517 | CVAT-I-SD0102 | 250 | 1P |  | 1.0 |  | FR2 | ORANGE | OVE |  |  | 30 |  | 9.8 | 13.3 | F&G - SMOKE DETECTOR | CVAT-SD-0102 | CVAT-EIR | T1 | M20S |  | HOLD | SDS & FGS MARSHALLING CABINET | HOLD 1 | CVAT-EIR | T1 | M20S |  | HOLD |  |  |  | PTSC M&C | PTSC M&C - Onshore
518 | CVAT-I-HD0101 | 250 | 1P |  | 1.0 |  | FR2 | ORANGE | OVE |  |  | 30 |  | 9.8 | 13.3 | F&G - HEAT DETECTOR | CVAT-HD-0101 | CVAT-EIR | T1 | M20S |  | HOLD | SDS & FGS MARSHALLING CABINET | HOLD 1 | CVAT-EIR | T1 | M20S |  | HOLD |  |  |  | PTSC M&C | PTSC M&C - Onshore
519 | CVAT-I-GD0109 | 250 | 1T |  | 1.0 |  | FR6 | ORANGE | OVE |  |  | 30 |  | 10.3 | 13.8 | F&G - GAS DETECTOR (IR POINT TYPE) | CVAT-GD-0109 | CVAT-EIR | T1 | M20S |  | HOLD | SDS & FGS MARSHALLING CABINET | HOLD 1 | CVAT-EIR | T1 | M20S |  | HOLD |  |  |  | PTSC M&C | PTSC M&C - Onshore
520 | CVAT-I-GD0110 | 250 | 1T |  | 1.0 |  | FR6 | ORANGE | OVE |  |  | 30 |  | 10.3 | 13.8 | F&G - GAS DETECTOR (IR POINT TYPE) | CVAT-GD-0110 | CVAT-EIR | T1 | M20S |  | HOLD | SDS & FGS MARSHALLING CABINET | HOLD 1 | CVAT-EIR | T1 | M20S |  | HOLD |  |  |  | PTSC M&C | PTSC M&C - Onshore
521 | CVAT-I-SD0101P | 0.6/1K | 2C |  | 1.5 |  | FR9 | ORANGE | - |  |  | 30 |  | 11.8 | 15.4 | F&G - SMOKE DETECTOR (PWR) | CVAT-SD-0101-P | CVAT-EIR | T1 | M20 |  | HOLD | SDS & FGS MARSHALLING CABINET | HOLD 1 | CVAT-EIR | T1 | M20 |  | HOLD |  |  |  | PTSC M&C | PTSC M&C - Onshore
522 | CVAT-I-SD0102P | 0.6/1K | 2C |  | 1.5 |  | FR9 | ORANGE | - |  |  | 30 |  | 11.8 | 15.4 | F&G - SMOKE DETECTOR (PWR) | CVAT-SD-0102-P | CVAT-EIR | T1 | M20 |  | HOLD | SDS & FGS MARSHALLING CABINET | HOLD 1 | CVAT-EIR | T1 | M20 |  | HOLD |  |  |  | PTSC M&C | PTSC M&C - Onshore
523 | CVAT-I-YH0105 | 0.6/1K | 2C |  | 2.5 |  | FR9 | ORANGE | - |  |  | 30 |  | 12.6 | 16.2 | F&G - SIREN | CVAT-YH-0105 | CVAT-EIR | T1 | M20 |  | HOLD | SDS & FGS MARSHALLING CABINET | HOLD 1 | CVAT-EIR | T1 | M20 |  | HOLD |  |  |  | PTSC M&C | PTSC M&C - Onshore
524 | CVAT-I-PK0701-5 | 250 | 8T |  | 1.0 |  | FR8 | ORANGE | IND & OVE |  |  | 30 |  | 27.8 | 32.6 | BOOSTER COMPRESSOR PACKAGE | CVAT-PK-0701 | CVAT-CD | T1 | M40 |  | HOLD | SDS & FGS MARSHALLING CABINET | HOLD 1 | CVAT-EIR | T1 | M40 |  | HOLD |  |  |  | PTSC M&C | PTSC M&C - Onshore

## Cover (hidden)
1
[10 empty] | No. | Platform | DTS number | DTS Type | Rev | Total Sheet
[10 empty] | 1 | AQWA | PQ-AQAT-TEL-SCH-PMC-00001-00 | AQWA - TELECOM CABLE SCHEDULE | N01 | #REF!
[10 empty] | 2 | CVWA | PQ-CVAT-TEL-SCH-PMC-00001-00 | CVWA - TELECOM CABLE SCHEDULE | N01 | #REF!
[10 empty] | 3 | KLWA | PQ-KLAT-TEL-SCH-PMC-00001-00 | KLWA - TELECOM CABLE SCHEDULE | N01 | #REF!
[10 empty] | 4 | KLWB | PQ-KLBT-TEL-SCH-PMC-00001-00 | KLWB - TELECOM CABLE SCHEDULE | N01 | #REF!
|  | DOCUMENT TITLE : |  |  | AQWA - TELECOM CABLE SCHEDULE
| N01 | 2025-02-10 | Issued for Use |  |  |  | NHT | TXC | CVP
| L01 | 2024-10-29 | Issued for Approval |  |  |  | NHT | TXC | CVP
| K01 | 2024-08-16 | Issued for Review |  |  |  | NHT | TXC | CVP
| J01 | 2024-07-09 | Issued for IDC |  |  |  | NHT | TXC | CVP
| REV | DATE | DESCRIPTION |  |  |  | ORIG | CHK | APPR
| PQPOC Document Control No. | Project Code | Area Code | Discipline Code | Document Type | Originator Code | Sequence Number | Sheet Number | Revision
|  | PQ | AQAT | TEL | SCH | PMC | 00001 | 00 | N01
CONFIDENTIAL – This information is proprietary to PQPOC and cannot be used, disclosed, or reproduced without explicit written permission from PQPOC. The Receiving Party shall not acquire any title to, ownership right or any intellectual property right in the Block B Data.
Back to Index

## Rev (hidden)
|  |  |  | Contract: | Vietnam Block B Gas Project
|  |  |  | Facility: | AQWA
|  |  |  | Doc Title: | AQWA - TELECOM CABLE SCHEDULE
|  |  |  | Doc No.: | PQ-AQAT-TEL-SCH-PMC-00001-00
|  |  |  | Rev No.: | N01
|  |  |  | Sheet No.: | 2 of 6
REVISION HISTORY
Rev. Date | Rev. No. | Detailed Description of Change |  | Ref. Section |  | Approved By
2024-07-09 | J01 | Issued for IDC
2024-08-16 | K01 | Issued for Review
2024-10-29 | L01 | Issued for Approval
2025-02-10 | N01 | Issued for Use
DOCUMENT HOLDS
Rev. Date | Rev. No. | Hold No. | Description / Reason for Hold |  |  | Ref. Section
2024-08-16 | K01 | 1 | The cable sizing & cable gland shall be confirmed by EPCI#1
CONFIDENTIAL – This information is proprietary to PQPOC and cannot be used, disclosed, or reproduced without explicit written permission from PQPOC. The Receiving Party shall not acquire any title to, ownership right or any intellectual property right in the Block B Data.

## TOC (hidden)
|  |  | Contract: | Vietnam Block B Gas Project
|  |  | Facility: | AQWA
|  |  | Doc Title: | AQWA - TELECOM CABLE SCHEDULE
|  |  | Doc No.: | PQ-AQAT-TEL-SCH-PMC-00001-00
|  |  | Rev No.: | N01
|  |  | Sheet No.: | 3 of 6
INDEX
| SHEET NO. | DESCRIPTION
| 01 | COVER
| 02 | REVISION HISTORY
| 03 | INDEX
| 04 | GENERAL NOTES
| 06 | TELECOM CABLES
| 06 | CCTV CABLES
| 06 | PAGA CABLES
CONFIDENTIAL – This information is proprietary to PQPOC and cannot be used, disclosed, or reproduced without explicit written permission from PQPOC. The Receiving Party shall not acquire any title to, ownership right or any intellectual property right in the Block B Data.

## General-Notes (2) (hidden)
|  |  | Contract: | Vietnam Block B Gas Project
|  |  | Facility: | AQWA
|  |  | Doc Title: | AQWA - TELECOM CABLE SCHEDULE
|  |  | Doc No.: | PQ-AQAT-TEL-SCH-PMC-00001-00
|  |  | Rev No. | N01
|  |  | Sheet No.: | 4 of 6
GENERAL NOTES
GENERAL NOTES
1 | CABLE LENGTHS SHOWN ARE APPROXIMATE ONLY AND SHALL NOT BE USED FOR CUTTING.
FIELD FABRICATOR SHALL VERIFY ACTUAL LENGTH PRIOR CUTTING.
2 | THIS CABLE SCHEDULE IS BASED ON AQWA - TELECOM SYSTEM CABLING BLOCK DIAGRAM: "PQ-AQAT-TEL-BLK-PMC-00001-00"
AND AQWA - PAGA SYSTEM BLOCK DIAGRAM: "PQ-AQAT-TEL-BLK-PMC-00002-00"
3 | PROVIDED BY TSI
TELECOM CABLE TYPE IDENTIFICATION
FOR DETAILS OF CABLE CONSTRUCTION, REFER TO PQ-HWP0-ELE-SPC-PMC-00009-00 SPECIFICATION FOR ELECTRICAL, INSTRUMENT AND TELECOMMUNICATION POWER & CONTROL CABLES.
| ETH2 | OUTDOOR ETHERNET/DATA CABLES, CATEGORY 6A, MULTI PAIR, OVERALL SCREEN, FLAME RETARDANT, ARMOURED CABLE
| PA1 | PAIR/MULTI PAIR, INDIVIDUAL & OVERALL SCREEN, FIRE RESISTANT, ARMOURED CABLE
| PA3 | MULTI CORE, NO SCREEN, FIRE RESISTANT, ARMOURED CABLE
| FO1 | FIBER OPTICAL CABLES, SINGLE-MODE, FIRE RESISTANT, ARMOURED CABLE
| CO1 | COAXIAL CABLE TYPE RG214/U 50 OHMS (UNARMOURED)
LOCATION IDENTIFIER
| AQAT-SCD | AQAT PLATFORM - SUB-CELLAR DECK
| AQAT-CD | AQAT PLATFROM - CELLAR DECK
| AQAT-MZD | AQAT PLATFORM - MEZZANINE DECK
| AQAT-UD | AQAT PLATFORM - UPPER DECK
| AQAT-EIR | AQAT PLATFORM - ELECTRICAL & INSTRUMENT ROOM
ABBREVIATIONS
| I.D. | DIAMETER OVER INNER SHEATH
| O.D. | OVERALL DIAMETER
| MCT | MULTI-CABLE TRANSITS
CONFIDENTIAL – This information is proprietary to PQPOC and cannot be used, disclosed, or reproduced without explicit written permission from PQPOC. The Receiving Party shall not acquire any title to, ownership right or any intellectual property right in the Block B Data.

## General-Notes (hidden)
[7 empty] | Contract: | Vietnam Block B Gas Project
[7 empty] | Facility: | AQWA
[7 empty] | Doc Title: | AQWA - TELECOM CABLE SCHEDULE
[7 empty] | Doc No.: | PQ-AQAT-TEL-SCH-PMC-00001-00
[7 empty] | Rev No. | N01
[7 empty] | Sheet No.: | 5 of 6
GENERAL NOTES
CABLE GLAND TYPE/SIZE IDENTIFICATION
CABLE GLAND TYPE. :
T1 | - | CABLE GLAND FOR ARMOURED AND NON-BARRIER TYPE CABLE - DUAL CERTIFICED EX'D' / EX'E', IP 56 AS MINIMUM AND SUITABLE FOR USE IN HAZARDOUS AREA ZONE1 AND ZONE 2, GAS GROUP IIA, TEMPERATURE CLASS T3. ELECTROLESS NICKEL PLATED BRASS FLAMEPROOF, DOUBLE COMPRESSION CABLE GLANDS, IIA C/W ELECTROLESS NICKEL PLATED BRASS LOCKNUT, ELECTROLESS NICKEL PLATED BRASS EARTH TAG, SERRATED WASHER, NYLON THREAD SEAL.
T2 | - | CABLE GLAND FOR UN-ARMOURED AND NON-BARRIER TYPE CABLE - DUAL CERTIFICED EX'D' / EX'E', IP 56 AS MINIMUM AND SUITABLE FOR USE IN HAZARDOUS AREA ZONE1 AND ZONE 2, GAS GROUP IIA, TEMPERATURE CLASS T3. ELECTROLESS NICKEL PLATED BRASS SINGLE COMPRESSION CABLE GLANDS, IIA C/W ELECTROLESS NICKEL PLATED BRASS LOCKNUT, ELECTROLESS NICKEL PLATED BRASS EARTH TAG, SERRATED WASHER, NYLON THREAD SEAL.
CABLE GLAND SIZE SELECTION :
|  |  | GLAND SIZE |  | TYPE T1 |  | TYPE T2
[5 empty] | CABLE ID (mm) | CABLE OD (mm) | CABLE OD (mm)
|  |  | M20S16 |  | 3.1 ~ 8.6 | 6.1 ~ 13.1 | 3.2 ~ 8.7
|  |  | M20S |  | 6.1 ~ 11.6 | 9.5 ~ 15.9 | 6.1 ~ 11.7
|  |  | M20 |  | 6.5 ~ 13.9 | 12.5 ~ 20.9 | 6.5 ~ 14
|  |  | M25S |  | 11.1 ~ 19.9 | 14 ~ 22 | -
|  |  | M25 |  | 11.1 ~ 19.9 | 18.2 ~ 26.2 | 11.1 ~ 20
|  |  | M32 |  | 17 ~ 26.2 | 23.7 ~ 33.9 | 17 ~ 26.3
|  |  | M40 |  | 22.0 ~ 32.1 | 27.9 ~ 40.4 | 23.5 ~ 32.2
|  |  | M50S |  | 29.5 ~ 38.1 | 35.2 ~ 46.7 | 31 ~ 38.2
|  |  | M50 |  | 35.6 ~ 44 | 40.4 ~ 53 | 35.6 ~ 44
|  |  | M63 |  | 47.2 ~ 55.9 | 54.6 ~ 65.8 | 47.2 ~ 55.9
REFERENCE DRAWINGS
| PQ-HWP0-ELE-SPC-PMC-00009-00 |  |  | AQWA-CVWA-KLWA-KLWB - SPECIFICATION FOR ELECTRICAL, INSTRUMENT AND TELECOMMUNICATION POWER
& CONTROL CABLES
| PQ-AQAT-TEL-BLK-PMC-00001-00 |  |  | AQWA - TELECOM SYSTEM CABLING BLOCK DIAGRAM
| PQ-AQAT-TEL-BLK-PMC-00002-00 |  |  | AQWA - PAGA SYSTEM BLOCK DIAGRAM
| PQ-AQAT-TEL-LAY-PMC-00001-00 |  |  | AQWA - TELECOM EQUIPMENT LAYOUT
| PQ-AQAT-TEL-LAY-PMC-00003-00 |  |  | AQWA - TELECOM CABLE ROUTING PLAN
CONFIDENTIAL – This information is proprietary to PQPOC and cannot be used, disclosed, or reproduced without explicit written permission from PQPOC. The Receiving Party shall not acquire any title to, ownership right or any intellectual property right in the Block B Data.

## AQWA
VIETNAM BLOCK B GAS PROJECT PROVISION OF EPCI FOR HUB, WHP AND INFIELD PIPELINES | [14 empty] | Contract: |  |  |  | Vietnam Block B Gas Project
[15 empty] | Facility: |  |  |  | AQWA
[14 empty] | PQ-AQAT-ICS-LST-PMC-00003-00 | Doc Title: |  |  |  | AQWA - TELECOM CABLE SCHEDULE
AQWA CABLE SIZING CALCULATION | [13 empty] | K01 | Doc No.: |  |  |  | PQ-AQAT-TEL-SCH-PMC-00001-00
[15 empty] | Rev No. |  |  |  | N01
ITEM NO. | CABLES/WIRES |  | SPEAKER POWER & SPL | [12 empty] | WIRING & TERMINATION DRAWING |  |  | SCOPE OF SUPPLY | SCOPE OF INSTALATION
| CABLE TYPE (mm2) | CABLE LENGTH (m) | POWER TAPPING (Watts) | VOLTAGE DROP AT SPEAKER (Volts) | VOLTAGE AT SPEAKER (Volts) | SPL REDUCTION AT SPEAKER (SPL) | Examine | CABLE GLANDS |  |  | MCT NO. (HOLD3) | CABLE GLANDS |  |  | MCT NO. |  | REV. | SHEET |  |  | DRUM NO. | UPDATED BY REVISION
[8 empty] | TYPE | SIZE | TYPE OF GLAND MATERIAL |  | TYPE | SIZE | TYPE OF GLAND MATERIAL
[8 empty] | - | - |  |  | - | - |  | - |  |  |  | EPCI#1 | EPCI#2 - Onshore
[8 empty] | - | - |  |  | - | - |  | - |  |  |  | EPCI#1 | EPCI#2 - Onshore
[8 empty] | - | - |  |  | - | - |  | - |  |  |  | EPCI#1 | EPCI#2 - Onshore
[8 empty] | T1 | M20S |  |  | T1 | M20S |  | - |  |  |  | EPCI#1 | EPCI#2 - Onshore
[8 empty] | T1 | M20S |  |  | T1 | M20S |  | - |  |  |  | EPCI#2 ICSS VENDOR | EPCI#2 - Onshore
[8 empty] | T1 | M20S |  |  | T1 | M20S |  | - |  |  |  | EPCI#2 ICSS VENDOR | EPCI#2 - Onshore
[8 empty] | T1 | M20S (HOLD 1) |  |  | T1 | M20S (HOLD 1) |  | AQAT-MCT-I-0601 |  |  |  | EPCI#1 | EPCI#2 - Onshore
[8 empty] | T1 (Gen. Note 3) | M20 |  |  | T1 (Gen. Note 3) | M20 |  | - |  |  |  | EPCI#1 | EPCI#2 - Onshore
[8 empty] | T1 (Gen. Note 3) | M20 |  |  | T1 (Gen. Note 3) | M20 |  | - |  |  |  | EPCI#1 | EPCI#2 - Onshore
[8 empty] | T1 | M20S (HOLD 1) |  |  | T1 | M20S (HOLD 1) |  | AQAT-MCT-I-0601 |  |  |  | EPCI#1 | EPCI#2 - Onshore
[8 empty] | T1 (Gen. Note 3) | M20 |  |  | T1 (Gen. Note 3) | M20 |  | - |  |  |  | EPCI#1 | EPCI#2 - Onshore
[8 empty] | T1 (Gen. Note 3) | M20 |  |  | T1 (Gen. Note 3) | M20 |  | - |  |  |  | EPCI#1 | EPCI#2 - Onshore
[8 empty] | T1 | M20S (HOLD 1) |  |  | T1 | M20S (HOLD 1) |  | AQAT-MCT-I-0601 |  |  |  | EPCI#1 | EPCI#2 - Onshore
[8 empty] | T1 (Gen. Note 3) | M20 |  |  | T1 (Gen. Note 3) | M20 |  | - |  |  |  | EPCI#1 | EPCI#2 - Onshore
[8 empty] | T1 (Gen. Note 3) | M20 |  |  | T1 (Gen. Note 3) | M20 |  | - |  |  |  | EPCI#1 | EPCI#2 - Onshore
[8 empty] | T1 | M20S |  |  | T1 | M20S (HOLD 1) |  | AQAT-MCT-I-0601 |  |  |  | EPCI#1 | EPCI#2 - Onshore
[8 empty] | T1 (Gen. Note 3) | M20 |  |  | T1 (Gen. Note 3) | M20 |  | - |  |  |  | EPCI#1 | EPCI#2 - Onshore
[8 empty] | T1 (Gen. Note 3) | M20 |  |  | T1 (Gen. Note 3) | M20 |  | - |  |  |  | EPCI#1 | EPCI#2 - Onshore

## KLWA_OLD (hidden)
[7 empty] | VIETNAM BLOCK B GAS PROJECT PROVISION OF EPCI FOR HUB, WHP AND INFIELD PIPELINES | [21 empty] | Contract: |  |  |  | Vietnam Block B Gas Project
[29 empty] | Facility: |  |  |  | AQWA
[28 empty] | PQ-AQAT-ICS-LST-PMC-00003-00 | Doc Title: |  |  |  | AQWA - TELECOM CABLE SCHEDULE
[7 empty] | KLWA - INSTRUMENT CABLE SCHEDULE | [20 empty] | K01 | Doc No.: |  |  |  | PQ-AQAT-TEL-SCH-PMC-00001-00
[29 empty] | Rev No. |  |  |  | N01
ITEM NOS. | CABLE NUMBERS | CABLES / WIRES | [13 empty] | FROM | [6 empty] | TO | [6 empty] | WIRING & TERMINATION DRAWING |  |  | SCOPE OF SUPPLY | SCOPE OF INSTALATION |  |  | REMARKS
|  | VOLTAGE GRADE (V) | NO. OF CORES | NO. OF CORES_C | SIZE (mm2) | TYPE OF AMOUR | CABLE TYPE | COLOR | SCREEN | Spare Cable Length | Estimate Cable Length | CABLE LENGTH (M) (NOTE 1) | DISCIPLINE CABLE | DIAMETER (mm) |  | EQUIPMENT DESCRIPTION | EQUIPMENT TAG | LOCATION | CABLE GLANDS |  |  | MCT NO. (HOLD3) | EQUIPMENT DESCRIPTION | EQUIPMENT TAG | LOCATION | CABLE GLANDS |  |  | MCT NO. (HOLD3) |  | REV. | SHEET |  |  | DRUM NO. | UPDATED BY REVISION
[14 empty] | I.D. | O.D. |  |  |  | TYPE | SIZE | TYPE OF GLAND MATERIAL |  |  |  |  | TYPE | SIZE | TYPE OF GLAND MATERIAL
I | PCS CABLES
1 | KLAT-I-IJB0201 | 250 | 16P |  | 1.0 |  | FL4 | GREY | IND & OVE |  |  | 60 |  | 24.4 | 28.2 | JUNCTION BOX | KLAT-IJB-0201 | KLAT-SCD | T1 | M32 |  | HOLD | PCS MARSHALLING CABINET | HOLD 1 | KLAT-EIR | T1 | M32 |  | HOLD |  |  |  | PTSC M&C | PTSC M&C - Onshore
2 | KLAT-I-LIT4201 | 250 | 1P |  | 1.0 |  | FL2 | GREY | OVE |  |  | 30 |  | 7.3 | 10.4 | LEVEL TRANSMITTER - MAGNETIC | KLAT-LIT-4201 | KLAT-SCD | T1 | M20S16 |  | HOLD | JUNCTION BOX | KLAT-IJB-0201 | KLAT-SCD | T1 | M20S16 |  | HOLD |  |  |  | PTSC M&C | PTSC M&C - Onshore
3 | KLAT-I-LIT4501 | 250 | 1P |  | 1.0 |  | FL2 | GREY | OVE |  |  | 30 |  | 7.3 | 10.4 | LEVEL TRANSMITTER - MAGNETIC | KLAT-LIT-4501 | KLAT-SCD | T1 | M20S16 |  | HOLD | JUNCTION BOX | KLAT-IJB-0201 | KLAT-SCD | T1 | M20S16 |  | HOLD |  |  |  | PTSC M&C | PTSC M&C - Onshore
4 | KLAT-I-LIT4502 | 250 | 1P |  | 1.0 |  | FL2 | GREY | OVE |  |  | 30 |  | 7.3 | 10.4 | LEVEL TRANSMITTER - MAGNETIC | KLAT-LIT-4502 | KLAT-SCD | T1 | M20S16 |  | HOLD | JUNCTION BOX | KLAT-IJB-0201 | KLAT-SCD | T1 | M20S16 |  | HOLD |  |  |  | PTSC M&C | PTSC M&C - Onshore
5 | KLAT-I-PDIT3301 | 250 | 1P |  | 1.0 |  | FL2 | GREY | OVE |  |  | 30 |  | 7.3 | 10.4 | DIFF. PRESSURE TRANSMITTER | KLAT-PDIT-3301 | KLAT-SCD | T1 | M20S16 |  | HOLD | JUNCTION BOX | KLAT-IJB-0201 | KLAT-SCD | T1 | M20S16 |  | HOLD |  |  |  | PTSC M&C | PTSC M&C - Onshore
6 | KLAT-I-PDIT3302 | 250 | 1P |  | 1.0 |  | FL2 | GREY | OVE |  |  | 30 |  | 7.3 | 10.4 | DIFF. PRESSURE TRANSMITTER | KLAT-PDIT-3302 | KLAT-SCD | T1 | M20S16 |  | HOLD | JUNCTION BOX | KLAT-IJB-0201 | KLAT-SCD | T1 | M20S16 |  | HOLD |  |  |  | PTSC M&C | PTSC M&C - Onshore |  |  | FUTURE
7 | KLAT-I-PDIT0801 | 250 | 1P |  | 1.0 |  | FL2 | GREY | OVE |  |  | 30 |  | 7.3 | 10.4 | DIFF. PRESSURE TRANSMITTER | KLAT-PDIT-0801 | KLAT-SCD | T1 | M20S16 |  | HOLD | JUNCTION BOX | KLAT-IJB-0201 | KLAT-SCD | T1 | M20S16 |  | HOLD |  |  |  | PTSC M&C | PTSC M&C - Onshore
8 | KLAT-I-PDIT0802 | 250 | 1P |  | 1.0 |  | FL2 | GREY | OVE |  |  | 30 |  | 7.3 | 10.4 | DIFF. PRESSURE TRANSMITTER | KLAT-PDIT-0802 | KLAT-SCD | T1 | M20S16 |  | HOLD | JUNCTION BOX | KLAT-IJB-0201 | KLAT-SCD | T1 | M20S16 |  | HOLD |  |  |  | PTSC M&C | PTSC M&C - Onshore
9 | KLAT-I-PDIT0803 | 250 | 1P |  | 1.0 |  | FL2 | GREY | OVE |  |  | 30 |  | 7.3 | 10.4 | DIFF. PRESSURE TRANSMITTER | KLAT-PDIT-0803 | KLAT-SCD | T1 | M20S16 |  | HOLD | JUNCTION BOX | KLAT-IJB-0201 | KLAT-SCD | T1 | M20S16 |  | HOLD |  |  |  | PTSC M&C | PTSC M&C - Onshore |  |  | FUTURE
10 | KLAT-I-PDIT0804 | 250 | 1P |  | 1.0 |  | FL2 | GREY | OVE |  |  | 30 |  | 7.3 | 10.4 | DIFF. PRESSURE TRANSMITTER | KLAT-PDIT-0804 | KLAT-SCD | T1 | M20S16 |  | HOLD | JUNCTION BOX | KLAT-IJB-0201 | KLAT-SCD | T1 | M20S16 |  | HOLD |  |  |  | PTSC M&C | PTSC M&C - Onshore |  |  | FUTURE
11 | KLAT-I-PIT4201 | 250 | 1P |  | 1.0 |  | FL2 | GREY | OVE |  |  | 30 |  | 7.3 | 10.4 | PRESSURE TRANSMITTER | KLAT-PIT-4201 | KLAT-SCD | T1 | M20S16 |  | HOLD | JUNCTION BOX | KLAT-IJB-0201 | KLAT-SCD | T1 | M20S16 |  | HOLD |  |  |  | PTSC M&C | PTSC M&C - Onshore
12 | KLAT-I-TIT4201 | 250 | 1P |  | 1.0 |  | FL2 | GREY | OVE |  |  | 30 |  | 7.3 | 10.4 | TEMPERATURE TRANSMITTER | KLAT-TIT-4201 | KLAT-SCD | T1 | M20S16 |  | HOLD | JUNCTION BOX | KLAT-IJB-0201 | KLAT-SCD | T1 | M20S16 |  | HOLD |  |  |  | PTSC M&C | PTSC M&C - Onshore
13 | KLAT-I-LIT5801 | 250 | 1P |  | 1.0 |  | FL2 | GREY | OVE |  |  | 30 |  | 7.3 | 10.4 | LEVEL TRANSMITTER - DP TYPE | KLAT-LIT-5801 | KLAT-SCD | T1 | M20S16 |  | HOLD | JUNCTION BOX | KLAT-IJB-0201 | KLAT-SCD | T1 | M20S16 |  | HOLD |  |  |  | PTSC M&C | PTSC M&C - Onshore
14 | KLAT-I-PCV0801 | 250 | 1P |  | 1.0 |  | FL2 | GREY | OVE |  |  | 30 |  | 7.3 | 10.4 | CONTROL VALVE - PRESSURE | KLAT-PCV-0801 | KLAT-SCD | T1 | M20S16 |  | HOLD | JUNCTION BOX | KLAT-IJB-0201 | KLAT-SCD | T1 | M20S16 |  | HOLD |  |  |  | PTSC M&C | PTSC M&C - Onshore |  |  | FUTURE
15 | KLAT-I-IJB0202 | 250 | 20P |  | 1.0 |  | FL2 | GREY | OVE |  |  | 60 |  | 23.3 | 27.2 | JUNCTION BOX | KLAT-IJB-0202 | KLAT-SCD | T1 | M32 |  | HOLD | PCS MARSHALLING CABINET | HOLD 1 | KLAT-EIR | T1 | M32 |  | HOLD |  |  |  | PTSC M&C | PTSC M&C - Onshore
16 | KLAT-I-SZSO/C0801 | 250 | 2P |  | 1.0 |  | FL2 | GREY | OVE |  |  | 30 |  | 10.8 | 14 | OPEN & CLOSE STATUS VALVE | KLAT-SZSO/SZSC-0801 | KLAT-SCD | T1 | M20S |  | HOLD | JUNCTION BOX | KLAT-IJB-0202 | KLAT-SCD | T1 | M20S |  | HOLD |  |  |  | PTSC M&C | PTSC M&C - Onshore
17 | KLAT-I-SZSP0801 | 250 | 1P |  | 1.0 |  | FL2 | GREY | OVE |  |  | 30 |  | 26.5 | 30.6 | PARTIAL STROKE CLOSED STATUS | KLAT-SZSP-0801 | KLAT-SCD | T1 | M40 |  | HOLD | JUNCTION BOX | KLAT-IJB-0202 | KLAT-SCD | T1 | M40 |  | HOLD |  |  |  | PTSC M&C | PTSC M&C - Onshore
18 | KLAT-I-PB0801 | 250 | 1P |  | 1.0 |  | FL2 | GREY | OVE |  |  | 30 |  | 26.5 | 30.6 | VALVE LOCAL PST BUTTON | KLAT-PB-0801 | KLAT-SCD | T1 | M40 |  | HOLD | JUNCTION BOX | KLAT-IJB-0202 | KLAT-SCD | T1 | M40 |  | HOLD |  |  |  | PTSC M&C | PTSC M&C - Onshore
19 | KLAT-I-SZSO/C0802 | 250 | 2P |  | 1.0 |  | FL2 | GREY | OVE |  |  | 30 |  | 26.5 | 30.6 | OPEN & CLOSE STATUS VALVE | KLAT-SZSO/SZSC-0802 | KLAT-SCD | T1 | M40 |  | HOLD | JUNCTION BOX | KLAT-IJB-0202 | KLAT-SCD | T1 | M40 |  | HOLD |  |  |  | PTSC M&C | PTSC M&C - Onshore
20 | KLAT-I-SZSP0802 | 250 | 1P |  | 1.0 |  | FL2 | GREY | OVE |  |  | 30 |  | 26.5 | 30.6 | PARTIAL STROKE CLOSED STATUS | KLAT-SZSP-0802 | KLAT-SCD | T1 | M40 |  | HOLD | JUNCTION BOX | KLAT-IJB-0202 | KLAT-SCD | T1 | M40 |  | HOLD |  |  |  | PTSC M&C | PTSC M&C - Onshore
21 | KLAT-I-PB0802 | 250 | 1P |  | 1.0 |  | FL2 | GREY | OVE |  |  | 30 |  | 26.5 | 30.6 | VALVE LOCAL PST BUTTON | KLAT-PB-0802 | KLAT-SCD | T1 | M40 |  | HOLD | JUNCTION BOX | KLAT-IJB-0202 | KLAT-SCD | T1 | M40 |  | HOLD |  |  |  | PTSC M&C | PTSC M&C - Onshore
22 | KLAT-I-SZSO/C0803 | 250 | 2P |  | 1.0 |  | FL2 | GREY | OVE |  |  | 30 |  | 26.5 | 30.6 | OPEN & CLOSE STATUS VALVE | KLAT-SZSO/SZSC-0803 | KLAT-SCD | T1 | M40 |  | HOLD | JUNCTION BOX | KLAT-IJB-0202 | KLAT-SCD | T1 | M40 |  | HOLD |  |  |  | PTSC M&C | PTSC M&C - Onshore
23 | KLAT-I-XZSO/C4003 | 250 | 2P |  | 1.0 |  | FL2 | GREY | OVE |  |  | 30 |  | 26.5 | 30.6 | PARTIAL STROKE CLOSED STATUS | KLAT-XZSO/XZSC-4003 | KLAT-SCD | T1 | M40 |  | HOLD | JUNCTION BOX | KLAT-IJB-0202 | KLAT-SCD | T1 | M40 |  | HOLD |  |  |  | PTSC M&C | PTSC M&C - Onshore
24 | KLAT-I-XZSO/C4004 | 250 | 2P |  | 1.0 |  | FL2 | GREY | OVE |  |  | 30 |  | 10.8 | 14 | OPEN & CLOSE STATUS VALVE | KLAT-XZSO/XZSC-4004 | KLAT-SCD | T1 | M20S |  | HOLD | JUNCTION BOX | KLAT-IJB-0202 | KLAT-SCD | T1 | M20S |  | HOLD |  |  |  | PTSC M&C | PTSC M&C - Onshore
25 | KLAT-I-SZSO/C0804 | 250 | 2P |  | 1.0 |  | FL2 | GREY | OVE |  |  | 30 |  | 10.8 | 14 | OPEN & CLOSE STATUS VALVE | KLAT-SZSO/SZSC-0804 | KLAT-SCD | T1 | M20S |  | HOLD | JUNCTION BOX | KLAT-IJB-0202 | KLAT-SCD | T1 | M20S |  | HOLD |  |  |  | PTSC M&C | PTSC M&C - Onshore |  |  | FUTURE
26 | KLAT-I-SZSP0804 | 250 | 1P |  | 1.0 |  | FL2 | GREY | OVE |  |  | 30 |  | 7.3 | 10.4 | PARTIAL STROKE CLOSED STATUS | KLAT-SZSP-0804 | KLAT-SCD | T1 | M20S16 |  | HOLD | JUNCTION BOX | KLAT-IJB-0202 | KLAT-SCD | T1 | M20S16 |  | HOLD |  |  |  | PTSC M&C | PTSC M&C - Onshore |  |  | FUTURE
27 | KLAT-I-PB0804 | 250 | 1P |  | 1.0 |  | FL2 | GREY | OVE |  |  | 30 |  | 7.3 | 10.4 | VALVE LOCAL PST BUTTON | KLAT-PB-0804 | KLAT-SCD | T1 | M20S16 |  | HOLD | JUNCTION BOX | KLAT-IJB-0202 | KLAT-SCD | T1 | M20S16 |  | HOLD |  |  |  | PTSC M&C | PTSC M&C - Onshore |  |  | FUTURE
28 | KLAT-I-IJB0203 | 250 | 24P |  | 1.0 |  | FL2 | GREY | OVE |  |  | 60 |  | 26.5 | 30.6 | JUNCTION BOX | KLAT-IJB-0203 | KLAT-SCD | T1 | M40 |  | HOLD | PCS MARSHALLING CABINET | HOLD 1 | KLAT-EIR | T1 | M40 |  | HOLD |  |  |  | PTSC M&C | PTSC M&C - Onshore |  |  | FUTURE
29 | KLAT-I-SZSO/C0805 | 250 | 2P |  | 1.0 |  | FL2 | GREY | OVE |  |  | 30 |  | 10.8 | 14 | OPEN & CLOSE STATUS VALVE | KLAT-SZSO/SZSC-0805 | KLAT-SCD | T1 | M20S |  | HOLD | JUNCTION BOX | KLAT-IJB-0203 | KLAT-SCD | T1 | M20S |  | HOLD |  |  |  | PTSC M&C | PTSC M&C - Onshore |  |  | FUTURE
30 | KLAT-I-SZSP0805 | 250 | 1P |  | 1.0 |  | FL2 | GREY | OVE |  |  | 30 |  | 7.3 | 10.4 | PARTIAL STROKE CLOSED STATUS | KLAT-SZSP-0805 | KLAT-SCD | T1 | M20S16 |  | HOLD | JUNCTION BOX | KLAT-IJB-0203 | KLAT-SCD | T1 | M20S16 |  | HOLD |  |  |  | PTSC M&C | PTSC M&C - Onshore |  |  | FUTURE
31 | KLAT-I-PB0805 | 250 | 1P |  | 1.0 |  | FL2 | GREY | OVE |  |  | 30 |  | 7.3 | 10.4 | VALVE LOCAL PST BUTTON | KLAT-PB-0805 | KLAT-SCD | T1 | M20S16 |  | HOLD | JUNCTION BOX | KLAT-IJB-0203 | KLAT-SCD | T1 | M20S16 |  | HOLD |  |  |  | PTSC M&C | PTSC M&C - Onshore |  |  | FUTURE
32 | KLAT-I-SZSO/C0806 | 250 | 2P |  | 1.0 |  | FL2 | GREY | OVE |  |  | 30 |  | 10.8 | 14 | OPEN & CLOSE STATUS VALVE | KLAT-SZSO/SZSC-0806 | KLAT-SCD | T1 | M20S |  | HOLD | JUNCTION BOX | KLAT-IJB-0203 | KLAT-SCD | T1 | M20S |  | HOLD |  |  |  | PTSC M&C | PTSC M&C - Onshore |  |  | FUTURE
33 | KLAT-I-SZSO/C0807 | 250 | 2P |  | 1.0 |  | FL2 | GREY | OVE |  |  | 30 |  | 10.8 | 14 | OPEN & CLOSE STATUS VALVE | KLAT-SZSO/SZSC-0807 | KLAT-SCD | T1 | M20S |  | HOLD | JUNCTION BOX | KLAT-IJB-0203 | KLAT-SCD | T1 | M20S |  | HOLD |  |  |  | PTSC M&C | PTSC M&C - Onshore |  |  | FUTURE
34 | KLAT-I-SZSP0807 | 250 | 1P |  | 1.0 |  | FL2 | GREY | OVE |  |  | 30 |  | 7.3 | 10.4 | PARTIAL STROKE CLOSED STATUS | KLAT-SZSP-0807 | KLAT-SCD | T1 | M20S16 |  | HOLD | JUNCTION BOX | KLAT-IJB-0203 | KLAT-SCD | T1 | M20S16 |  | HOLD |  |  |  | PTSC M&C | PTSC M&C - Onshore |  |  | FUTURE
35 | KLAT-I-PB0807 | 250 | 1P |  | 1.0 |  | FL2 | GREY | OVE |  |  | 30 |  | 7.3 | 10.4 | VALVE LOCAL PST BUTTON | KLAT-PB-0807 | KLAT-SCD | T1 | M20S16 |  | HOLD | JUNCTION BOX | KLAT-IJB-0203 | KLAT-SCD | T1 | M20S16 |  | HOLD |  |  |  | PTSC M&C | PTSC M&C - Onshore |  |  | FUTURE
36 | KLAT-I-SZSO/C0808 | 250 | 2P |  | 1.0 |  | FL2 | GREY | OVE |  |  | 30 |  | 10.8 | 14 | OPEN & CLOSE STATUS VALVE | KLAT-SZSO/SZSC-0808 | KLAT-SCD | T1 | M20S |  | HOLD | JUNCTION BOX | KLAT-IJB-0203 | KLAT-SCD | T1 | M20S |  | HOLD |  |  |  | PTSC M&C | PTSC M&C - Onshore |  |  | FUTURE
37 | KLAT-I-SZSO/C0809 | 250 | 2P |  | 1.0 |  | FL2 | GREY | OVE |  |  | 30 |  | 10.8 | 14 | OPEN & CLOSE STATUS VALVE | KLAT-SZSO/SZSC-0809 | KLAT-SCD | T1 | M20S |  | HOLD | JUNCTION BOX | KLAT-IJB-0203 | KLAT-SCD | T1 | M20S |  | HOLD |  |  |  | PTSC M&C | PTSC M&C - Onshore |  |  | FUTURE
38 | KLAT-I-SZSP0809 | 250 | 1P |  | 1.0 |  | FL2 | GREY | OVE |  |  | 30 |  | 7.3 | 10.4 | PARTIAL STROKE CLOSED STATUS | KLAT-SZSP-0809 | KLAT-SCD | T1 | M20S16 |  | HOLD | JUNCTION BOX | KLAT-IJB-0203 | KLAT-SCD | T1 | M20S16 |  | HOLD |  |  |  | PTSC M&C | PTSC M&C - Onshore |  |  | FUTURE
39 | KLAT-I-PB0809 | 250 | 1P |  | 1.0 |  | FL2 | GREY | OVE |  |  | 30 |  | 7.3 | 10.4 | VALVE LOCAL PST BUTTON | KLAT-PB-0809 | KLAT-SCD | T1 | M20S16 |  | HOLD | JUNCTION BOX | KLAT-IJB-0203 | KLAT-SCD | T1 | M20S16 |  | HOLD |  |  |  | PTSC M&C | PTSC M&C - Onshore |  |  | FUTURE
40 | KLAT-I-SZSO/C0810 | 250 | 2P |  | 1.0 |  | FL2 | GREY | OVE |  |  | 30 |  | 10.8 | 14 | OPEN & CLOSE STATUS VALVE | KLAT-SZSO/SZSC-0810 | KLAT-SCD | T1 | M20S |  | HOLD | JUNCTION BOX | KLAT-IJB-0203 | KLAT-SCD | T1 | M20S |  | HOLD |  |  |  | PTSC M&C | PTSC M&C - Onshore |  |  | FUTURE
41 | KLAT-I-SZSO/C0821 | 250 | 2P |  | 1.0 |  | FL2 | GREY | OVE |  |  | 30 |  | 10.8 | 14 | OPEN & CLOSE STATUS VALVE | KLAT-SZSO/SZSC-0821 | KLAT-SCD | T1 | M20S |  | HOLD | JUNCTION BOX | KLAT-IJB-0203 | KLAT-SCD | T1 | M20S |  | HOLD |  |  |  | PTSC M&C | PTSC M&C - Onshore |  |  | FUTURE
42 | KLAT-I-XZSP0821 | 250 | 1P |  | 1.0 |  | FL2 | GREY | OVE |  |  | 30 |  | 7.3 | 10.4 | PARTIAL STROKE CLOSED STATUS | KLAT-XZSP-0821 | KLAT-SCD | T1 | M20S16 |  | HOLD | JUNCTION BOX | KLAT-IJB-0203 | KLAT-SCD | T1 | M20S16 |  | HOLD |  |  |  | PTSC M&C | PTSC M&C - Onshore |  |  | FUTURE
43 | KLAT-I-PB0821 | 250 | 1P |  | 1.0 |  | FL2 | GREY | OVE |  |  | 30 |  | 7.3 | 10.4 | VALVE LOCAL PST BUTTON | KLAT-PB-0821 | KLAT-SCD | T1 | M20S16 |  | HOLD | JUNCTION BOX | KLAT-IJB-0203 | KLAT-SCD | T1 | M20S16 |  | HOLD |  |  |  | PTSC M&C | PTSC M&C - Onshore |  |  | FUTURE
44 | KLAT-I-IJB0301 | 250 | 24P |  | 1.0 |  | FL2 | GREY | OVE |  |  | 60 |  | 26.5 | 30.6 | JUNCTION BOX | KLAT-IJB-0301 | KLAT-CD | T1 | M40 |  | HOLD | PCS MARSHALLING CABINET | HOLD 1 | KLAT-EIR | T1 | M40 |  | HOLD |  |  |  | PTSC M&C | PTSC M&C - Onshore
45 | KLAT-I-XZSO/C0601 | 250 | 2P |  | 1.0 |  | FL2 | GREY | OVE |  |  | 30 |  | 10.8 | 14 | OPEN & CLOSE STATUS VALVE | KLAT-XZSO/XZSC-0601 | KLAT-CD | T1 | M20S |  | HOLD | JUNCTION BOX | KLAT-IJB-0301 | KLAT-CD | T1 | M20S |  | HOLD |  |  |  | PTSC M&C | PTSC M&C - Onshore
46 | KLAT-I-XZSO/C0602 | 250 | 2P |  | 1.0 |  | FL2 | GREY | OVE |  |  | 30 |  | 10.8 | 14 | OPEN & CLOSE STATUS VALVE | KLAT-XZSO/XZSC-0602 | KLAT-CD | T1 | M20S |  | HOLD | JUNCTION BOX | KLAT-IJB-0301 | KLAT-CD | T1 | M20S |  | HOLD |  |  |  | PTSC M&C | PTSC M&C - Onshore
47 | KLAT-I-XZSO/C0606 | 250 | 2P |  | 1.0 |  | FL2 | GREY | OVE |  |  | 30 |  | 10.8 | 14 | OPEN & CLOSE STATUS VALVE | KLAT-XZSO/XZSC-0606 | KLAT-CD | T1 | M20S |  | HOLD | JUNCTION BOX | KLAT-IJB-0301 | KLAT-CD | T1 | M20S |  | HOLD |  |  |  | PTSC M&C | PTSC M&C - Onshore
48 | KLAT-I-XZSO/C0607 | 250 | 2P |  | 1.0 |  | FL2 | GREY | OVE |  |  | 30 |  | 10.8 | 14 | OPEN & CLOSE STATUS VALVE | KLAT-XZSO/XZSC-0607 | KLAT-CD | T1 | M20S |  | HOLD | JUNCTION BOX | KLAT-IJB-0301 | KLAT-CD | T1 | M20S |  | HOLD |  |  |  | PTSC M&C | PTSC M&C - Onshore
49 | KLAT-I-XZSO/C0611 | 250 | 2P |  | 1.0 |  | FL2 | GREY | OVE |  |  | 30 |  | 10.8 | 14 | OPEN & CLOSE STATUS VALVE | KLAT-XZSO/XZSC-0611 | KLAT-CD | T1 | M20S |  | HOLD | JUNCTION BOX | KLAT-IJB-0301 | KLAT-CD | T1 | M20S |  | HOLD |  |  |  | PTSC M&C | PTSC M&C - Onshore
50 | KLAT-I-XZSO/C0612 | 250 | 2P |  | 1.0 |  | FL2 | GREY | OVE |  |  | 30 |  | 10.8 | 14 | OPEN & CLOSE STATUS VALVE | KLAT-XZSO/XZSC-0612 | KLAT-CD | T1 | M20S |  | HOLD | JUNCTION BOX | KLAT-IJB-0301 | KLAT-CD | T1 | M20S |  | HOLD |  |  |  | PTSC M&C | PTSC M&C - Onshore
51 | KLAT-I-XZSO/C0616 | 250 | 2P |  | 1.0 |  | FL2 | GREY | OVE |  |  | 30 |  | 10.8 | 14 | OPEN & CLOSE STATUS VALVE | KLAT-XZSO/XZSC-0616 | KLAT-CD | T1 | M20S |  | HOLD | JUNCTION BOX | KLAT-IJB-0301 | KLAT-CD | T1 | M20S |  | HOLD |  |  |  | PTSC M&C | PTSC M&C - Onshore
52 | KLAT-I-XZSO/C0617 | 250 | 2P |  | 1.0 |  | FL2 | GREY | OVE |  |  | 30 |  | 10.8 | 14 | OPEN & CLOSE STATUS VALVE | KLAT-XZSO/XZSC-0617 | KLAT-CD | T1 | M20S |  | HOLD | JUNCTION BOX | KLAT-IJB-0301 | KLAT-CD | T1 | M20S |  | HOLD |  |  |  | PTSC M&C | PTSC M&C - Onshore
53 | KLAT-I-XZSO/C0619 | 250 | 2P |  | 1.0 |  | FL2 | GREY | OVE |  |  | 30 |  | 10.8 | 14 | OPEN & CLOSE STATUS VALVE | KLAT-XZSO/XZSC-0619 | KLAT-CD | T1 | M20S |  | HOLD | JUNCTION BOX | KLAT-IJB-0301 | KLAT-CD | T1 | M20S |  | HOLD |  |  |  | PTSC M&C | PTSC M&C - Onshore
54 | KLAT-I-XZSO/C0620 | 250 | 2P |  | 1.0 |  | FL2 | GREY | OVE |  |  | 30 |  | 10.8 | 14 | OPEN & CLOSE STATUS VALVE | KLAT-XZSO/XZSC-0620 | KLAT-CD | T1 | M20S |  | HOLD | JUNCTION BOX | KLAT-IJB-0301 | KLAT-CD | T1 | M20S |  | HOLD |  |  |  | PTSC M&C | PTSC M&C - Onshore
55 | KLAT-I-IJB0302 | 250 | 24P |  | 1.0 |  | FL2 | GREY | OVE |  |  | 60 |  | 26.5 | 30.6 | JUNCTION BOX | KLAT-IJB-0302 | KLAT-CD | T1 | M40 |  | HOLD | PCS MARSHALLING CABINET | HOLD 1 | KLAT-EIR | T1 | M40 |  | HOLD |  |  |  | PTSC M&C | PTSC M&C - Onshore
56 | KLAT-I-XZSO/C0603 | 250 | 2P |  | 1.0 |  | FL2 | GREY | OVE |  |  | 30 |  | 10.8 | 14 | OPEN & CLOSE STATUS VALVE | KLAT-XZSO/XZSC-0603 | KLAT-CD | T1 | M20S |  | HOLD | JUNCTION BOX | KLAT-IJB-0302 | KLAT-CD | T1 | M20S |  | HOLD |  |  |  | PTSC M&C | PTSC M&C - Onshore
57 | KLAT-I-XZSO/C0604 | 250 | 2P |  | 1.0 |  | FL2 | GREY | OVE |  |  | 30 |  | 10.8 | 14 | OPEN & CLOSE STATUS VALVE | KLAT-XZSO/XZSC-0604 | KLAT-CD | T1 | M20S |  | HOLD | JUNCTION BOX | KLAT-IJB-0302 | KLAT-CD | T1 | M20S |  | HOLD |  |  |  | PTSC M&C | PTSC M&C - Onshore
58 | KLAT-I-XZSO/C0605 | 250 | 2P |  | 1.0 |  | FL2 | GREY | OVE |  |  | 30 |  | 10.8 | 14 | OPEN & CLOSE STATUS VALVE | KLAT-XZSO/XZSC-0605 | KLAT-CD | T1 | M20S |  | HOLD | JUNCTION BOX | KLAT-IJB-0302 | KLAT-CD | T1 | M20S |  | HOLD |  |  |  | PTSC M&C | PTSC M&C - Onshore
59 | KLAT-I-XZSO/C0608 | 250 | 2P |  | 1.0 |  | FL2 | GREY | OVE |  |  | 30 |  | 10.8 | 14 | OPEN & CLOSE STATUS VALVE | KLAT-XZSO/XZSC-0608 | KLAT-CD | T1 | M20S |  | HOLD | JUNCTION BOX | KLAT-IJB-0302 | KLAT-CD | T1 | M20S |  | HOLD |  |  |  | PTSC M&C | PTSC M&C - Onshore
60 | KLAT-I-XZSO/C0609 | 250 | 2P |  | 1.0 |  | FL2 | GREY | OVE |  |  | 30 |  | 10.8 | 14 | OPEN & CLOSE STATUS VALVE | KLAT-XZSO/XZSC-0609 | KLAT-CD | T1 | M20S |  | HOLD | JUNCTION BOX | KLAT-IJB-0302 | KLAT-CD | T1 | M20S |  | HOLD |  |  |  | PTSC M&C | PTSC M&C - Onshore
61 | KLAT-I-XZSO/C0610 | 250 | 2P |  | 1.0 |  | FL2 | GREY | OVE |  |  | 30 |  | 10.8 | 14 | OPEN & CLOSE STATUS VALVE | KLAT-XZSO/XZSC-0610 | KLAT-CD | T1 | M20S |  | HOLD | JUNCTION BOX | KLAT-IJB-0302 | KLAT-CD | T1 | M20S |  | HOLD |  |  |  | PTSC M&C | PTSC M&C - Onshore
62 | KLAT-I-XZSO/C0613 | 250 | 2P |  | 1.0 |  | FL2 | GREY | OVE |  |  | 30 |  | 10.8 | 14 | OPEN & CLOSE STATUS VALVE | KLAT-XZSO/XZSC-0613 | KLAT-CD | T1 | M20S |  | HOLD | JUNCTION BOX | KLAT-IJB-0302 | KLAT-CD | T1 | M20S |  | HOLD |  |  |  | PTSC M&C | PTSC M&C - Onshore
63 | KLAT-I-XZSO/C0614 | 250 | 2P |  | 1.0 |  | FL2 | GREY | OVE |  |  | 30 |  | 10.8 | 14 | OPEN & CLOSE STATUS VALVE | KLAT-XZSO/XZSC-0614 | KLAT-CD | T1 | M20S |  | HOLD | JUNCTION BOX | KLAT-IJB-0302 | KLAT-CD | T1 | M20S |  | HOLD |  |  |  | PTSC M&C | PTSC M&C - Onshore
64 | KLAT-I-XZSO/C0615 | 250 | 2P |  | 1.0 |  | FL2 | GREY | OVE |  |  | 30 |  | 10.8 | 14 | OPEN & CLOSE STATUS VALVE | KLAT-XZSO/XZSC-0615 | KLAT-CD | T1 | M20S |  | HOLD | JUNCTION BOX | KLAT-IJB-0302 | KLAT-CD | T1 | M20S |  | HOLD |  |  |  | PTSC M&C | PTSC M&C - Onshore
65 | KLAT-I-XZSO/C0618 | 250 | 2P |  | 1.0 |  | FL2 | GREY | OVE |  |  | 30 |  | 10.8 | 14 | OPEN & CLOSE STATUS VALVE | KLAT-XZSO/XZSC-0618 | KLAT-CD | T1 | M20S |  | HOLD | JUNCTION BOX | KLAT-IJB-0302 | KLAT-CD | T1 | M20S |  | HOLD |  |  |  | PTSC M&C | PTSC M&C - Onshore
66 | KLAT-I-IJB0303 | 250 | 24P |  | 1.0 |  | FL2 | GREY | OVE |  |  | 60 |  | 26.5 | 30.6 | JUNCTION BOX | KLAT-IJB-0303 | KLAT-CD | T1 | M40 |  | HOLD | PCS MARSHALLING CABINET | HOLD 1 | KLAT-EIR | T1 | M40 |  | HOLD |  |  |  | PTSC M&C | PTSC M&C - Onshore
67 | KLAT-I-XZSO/C0801 | 250 | 2P |  | 1.0 |  | FL2 | GREY | OVE |  |  | 30 |  | 10.8 | 14 | OPEN & CLOSE STATUS VALVE | KLAT-XZSO/XZSC-0801 | KLAT-CD | T1 | M20S |  | HOLD | JUNCTION BOX | KLAT-IJB-0303 | KLAT-CD | T1 | M20S |  | HOLD |  |  |  | PTSC M&C | PTSC M&C - Onshore
68 | KLAT-I-XZSO/C0802 | 250 | 2P |  | 1.0 |  | FL2 | GREY | OVE |  |  | 30 |  | 10.8 | 14 | OPEN & CLOSE STATUS VALVE | KLAT-XZSO/XZSC-0802 | KLAT-CD | T1 | M20S |  | HOLD | JUNCTION BOX | KLAT-IJB-0303 | KLAT-CD | T1 | M20S |  | HOLD |  |  |  | PTSC M&C | PTSC M&C - Onshore
69 | KLAT-I-XZSO/C0806 | 250 | 2P |  | 1.0 |  | FL2 | GREY | OVE |  |  | 30 |  | 10.8 | 14 | OPEN & CLOSE STATUS VALVE | KLAT-XZSO/XZSC-0806 | KLAT-CD | T1 | M20S |  | HOLD | JUNCTION BOX | KLAT-IJB-0303 | KLAT-CD | T1 | M20S |  | HOLD |  |  |  | PTSC M&C | PTSC M&C - Onshore
70 | KLAT-I-XZSO/C0807 | 250 | 2P |  | 1.0 |  | FL2 | GREY | OVE |  |  | 30 |  | 10.8 | 14 | OPEN & CLOSE STATUS VALVE | KLAT-XZSO/XZSC-0807 | KLAT-CD | T1 | M20S |  | HOLD | JUNCTION BOX | KLAT-IJB-0303 | KLAT-CD | T1 | M20S |  | HOLD |  |  |  | PTSC M&C | PTSC M&C - Onshore
71 | KLAT-I-XZSO/C0811 | 250 | 2P |  | 1.0 |  | FL2 | GREY | OVE |  |  | 30 |  | 10.8 | 14 | OPEN & CLOSE STATUS VALVE | KLAT-XZSO/XZSC-0811 | KLAT-CD | T1 | M20S |  | HOLD | JUNCTION BOX | KLAT-IJB-0303 | KLAT-CD | T1 | M20S |  | HOLD |  |  |  | PTSC M&C | PTSC M&C - Onshore
72 | KLAT-I-XZSO/C0812 | 250 | 2P |  | 1.0 |  | FL2 | GREY | OVE |  |  | 30 |  | 10.8 | 14 | OPEN & CLOSE STATUS VALVE | KLAT-XZSO/XZSC-0812 | KLAT-CD | T1 | M20S |  | HOLD | JUNCTION BOX | KLAT-IJB-0303 | KLAT-CD | T1 | M20S |  | HOLD |  |  |  | PTSC M&C | PTSC M&C - Onshore
73 | KLAT-I-XZSO/C0816 | 250 | 2P |  | 1.0 |  | FL2 | GREY | OVE |  |  | 30 |  | 10.8 | 14 | OPEN & CLOSE STATUS VALVE | KLAT-XZSO/XZSC-0816 | KLAT-CD | T1 | M20S |  | HOLD | JUNCTION BOX | KLAT-IJB-0303 | KLAT-CD | T1 | M20S |  | HOLD |  |  |  | PTSC M&C | PTSC M&C - Onshore
74 | KLAT-I-XZSO/C0817 | 250 | 2P |  | 1.0 |  | FL2 | GREY | OVE |  |  | 30 |  | 10.8 | 14 | OPEN & CLOSE STATUS VALVE | KLAT-XZSO/XZSC-0817 | KLAT-CD | T1 | M20S |  | HOLD | JUNCTION BOX | KLAT-IJB-0303 | KLAT-CD | T1 | M20S |  | HOLD |  |  |  | PTSC M&C | PTSC M&C - Onshore
75 | KLAT-I-XZSO/C0819 | 250 | 2P |  | 1.0 |  | FL2 | GREY | OVE |  |  | 30 |  | 10.8 | 14 | OPEN & CLOSE STATUS VALVE | KLAT-XZSO/XZSC-0819 | KLAT-CD | T1 | M20S |  | HOLD | JUNCTION BOX | KLAT-IJB-0303 | KLAT-CD | T1 | M20S |  | HOLD |  |  |  | PTSC M&C | PTSC M&C - Onshore
76 | KLAT-I-XZSO/C0820 | 250 | 2P |  | 1.0 |  | FL2 | GREY | OVE |  |  | 30 |  | 10.8 | 14 | OPEN & CLOSE STATUS VALVE | KLAT-XZSO/XZSC-0820 | KLAT-CD | T1 | M20S |  | HOLD | JUNCTION BOX | KLAT-IJB-0303 | KLAT-CD | T1 | M20S |  | HOLD |  |  |  | PTSC M&C | PTSC M&C - Onshore
77 | KLAT-I-IJB0304 | 250 | 24P |  | 1.0 |  | FL2 | GREY | OVE |  |  | 60 |  | 26.5 | 30.6 | JUNCTION BOX | KLAT-IJB-0304 | KLAT-CD | T1 | M40 |  | HOLD | PCS MARSHALLING CABINET | HOLD 1 | KLAT-EIR | T1 | M40 |  | HOLD |  |  |  | PTSC M&C | PTSC M&C - Onshore
78 | KLAT-I-XZSO/C0803 | 250 | 2P |  | 1.0 |  | FL2 | GREY | OVE |  |  | 30 |  | 10.8 | 14 | OPEN & CLOSE STATUS VALVE | KLAT-XZSO/XZSC-0803 | KLAT-CD | T1 | M20S |  | HOLD | JUNCTION BOX | KLAT-IJB-0304 | KLAT-CD | T1 | M20S |  | HOLD |  |  |  | PTSC M&C | PTSC M&C - Onshore
79 | KLAT-I-XZSO/C0804 | 250 | 2P |  | 1.0 |  | FL2 | GREY | OVE |  |  | 30 |  | 10.8 | 14 | OPEN & CLOSE STATUS VALVE | KLAT-XZSO/XZSC-0804 | KLAT-CD | T1 | M20S |  | HOLD | JUNCTION BOX | KLAT-IJB-0304 | KLAT-CD | T1 | M20S |  | HOLD |  |  |  | PTSC M&C | PTSC M&C - Onshore
80 | KLAT-I-XZSO/C0805 | 250 | 2P |  | 1.0 |  | FL2 | GREY | OVE |  |  | 30 |  | 10.8 | 14 | OPEN & CLOSE STATUS VALVE | KLAT-XZSO/XZSC-0805 | KLAT-CD | T1 | M20S |  | HOLD | JUNCTION BOX | KLAT-IJB-0304 | KLAT-CD | T1 | M20S |  | HOLD |  |  |  | PTSC M&C | PTSC M&C - Onshore
81 | KLAT-I-XZSO/C0808 | 250 | 2P |  | 1.0 |  | FL2 | GREY | OVE |  |  | 30 |  | 10.8 | 14 | OPEN & CLOSE STATUS VALVE | KLAT-XZSO/XZSC-0808 | KLAT-CD | T1 | M20S |  | HOLD | JUNCTION BOX | KLAT-IJB-0304 | KLAT-CD | T1 | M20S |  | HOLD |  |  |  | PTSC M&C | PTSC M&C - Onshore
82 | KLAT-I-XZSO/C0809 | 250 | 2P |  | 1.0 |  | FL2 | GREY | OVE |  |  | 30 |  | 10.8 | 14 | OPEN & CLOSE STATUS VALVE | KLAT-XZSO/XZSC-0809 | KLAT-CD | T1 | M20S |  | HOLD | JUNCTION BOX | KLAT-IJB-0304 | KLAT-CD | T1 | M20S |  | HOLD |  |  |  | PTSC M&C | PTSC M&C - Onshore
83 | KLAT-I-XZSO/C0810 | 250 | 2P |  | 1.0 |  | FL2 | GREY | OVE |  |  | 30 |  | 10.8 | 14 | OPEN & CLOSE STATUS VALVE | KLAT-XZSO/XZSC-0810 | KLAT-CD | T1 | M20S |  | HOLD | JUNCTION BOX | KLAT-IJB-0304 | KLAT-CD | T1 | M20S |  | HOLD |  |  |  | PTSC M&C | PTSC M&C - Onshore
84 | KLAT-I-XZSO/C0813 | 250 | 2P |  | 1.0 |  | FL2 | GREY | OVE |  |  | 30 |  | 10.8 | 14 | OPEN & CLOSE STATUS VALVE | KLAT-XZSO/XZSC-0813 | KLAT-CD | T1 | M20S |  | HOLD | JUNCTION BOX | KLAT-IJB-0304 | KLAT-CD | T1 | M20S |  | HOLD |  |  |  | PTSC M&C | PTSC M&C - Onshore
85 | KLAT-I-XZSO/C0814 | 250 | 2P |  | 1.0 |  | FL2 | GREY | OVE |  |  | 30 |  | 10.8 | 14 | OPEN & CLOSE STATUS VALVE | KLAT-XZSO/XZSC-0814 | KLAT-CD | T1 | M20S |  | HOLD | JUNCTION BOX | KLAT-IJB-0304 | KLAT-CD | T1 | M20S |  | HOLD |  |  |  | PTSC M&C | PTSC M&C - Onshore
86 | KLAT-I-XZSO/C0815 | 250 | 2P |  | 1.0 |  | FL2 | GREY | OVE |  |  | 30 |  | 10.8 | 14 | OPEN & CLOSE STATUS VALVE | KLAT-XZSO/XZSC-0815 | KLAT-CD | T1 | M20S |  | HOLD | JUNCTION BOX | KLAT-IJB-0304 | KLAT-CD | T1 | M20S |  | HOLD |  |  |  | PTSC M&C | PTSC M&C - Onshore
87 | KLAT-I-XZSO/C0818 | 250 | 2P |  | 1.0 |  | FL2 | GREY | OVE |  |  | 30 |  | 10.8 | 14 | OPEN & CLOSE STATUS VALVE | KLAT-XZSO/XZSC-0818 | KLAT-CD | T1 | M20S |  | HOLD | JUNCTION BOX | KLAT-IJB-0304 | KLAT-CD | T1 | M20S |  | HOLD |  |  |  | PTSC M&C | PTSC M&C - Onshore
88 | KLAT-I-IJB0305 | 250 | 12P |  | 1.0 |  | FL4 | GREY | IND & OVE |  |  | 60 |  | 20.8 | 24.7 | JUNCTION BOX | KLAT-IJB-0305 | KLAT-CD | T1 | M32 |  | HOLD | PCS MARSHALLING CABINET | HOLD 1 | KLAT-EIR | T1 | M32 |  | HOLD |  |  |  | PTSC M&C | PTSC M&C - Onshore
89 | KLAT-I-LIT4001 | 250 | 1P |  | 1.0 |  | FL2 | GREY | OVE |  |  | 30 |  | 7.3 | 10.4 | LEVEL TRANSMITTER - MAGNETIC | KLAT-LIT-4001 | KLAT-CD | T1 | M20S16 |  | HOLD | JUNCTION BOX | KLAT-IJB-0305 | KLAT-CD | T1 | M20S16 |  | HOLD |  |  |  | PTSC M&C | PTSC M&C - Onshore
90 | KLAT-I-LIT4102 | 250 | 1P |  | 1.0 |  | FL2 | GREY | OVE |  |  | 30 |  | 7.3 | 10.4 | LEVEL TRANSMITTER - MAGNETIC | KLAT-LIT-4102 | KLAT-CD | T1 | M20S16 |  | HOLD | JUNCTION BOX | KLAT-IJB-0305 | KLAT-CD | T1 | M20S16 |  | HOLD |  |  |  | PTSC M&C | PTSC M&C - Onshore
91 | KLAT-I-TIT0801 | 250 | 1P |  | 1.0 |  | FL2 | GREY | OVE |  |  | 30 |  | 7.3 | 10.4 | TEMPERATURE TRANSMITTER | KLAT-TIT-0801 | KLAT-CD | T1 | M20S16 |  | HOLD | JUNCTION BOX | KLAT-IJB-0305 | KLAT-CD | T1 | M20S16 |  | HOLD |  |  |  | PTSC M&C | PTSC M&C - Onshore
92 | KLAT-I-PIT0803 | 250 | 1P |  | 1.0 |  | FL2 | GREY | OVE |  |  | 30 |  | 7.3 | 10.4 | PRESSURE TRANSMITTER | KLAT-PIT-0803 | KLAT-CD | T1 | M20S16 |  | HOLD | JUNCTION BOX | KLAT-IJB-0305 | KLAT-CD | T1 | M20S16 |  | HOLD |  |  |  | PTSC M&C | PTSC M&C - Onshore
93 | KLAT-I-TIT0802 | 250 | 1P |  | 1.0 |  | FL2 | GREY | OVE |  |  | 30 |  | 7.3 | 10.4 | TEMPERATURE TRANSMITTER | KLAT-TIT-0802 | KLAT-CD | T1 | M20S16 |  | HOLD | JUNCTION BOX | KLAT-IJB-0305 | KLAT-CD | T1 | M20S16 |  | HOLD |  |  |  | PTSC M&C | PTSC M&C - Onshore
94 | KLAT-I-TIT0803 | 250 | 1P |  | 1.0 |  | FL2 | GREY | OVE |  |  | 30 |  | 7.3 | 10.4 | TEMPERATURE TRANSMITTER | KLAT-TIT-0803 | KLAT-CD | T1 | M20S16 |  | HOLD | JUNCTION BOX | KLAT-IJB-0305 | KLAT-CD | T1 | M20S16 |  | HOLD |  |  |  | PTSC M&C | PTSC M&C - Onshore |  |  | FUTURE
95 | KLAT-I-TIT0804 | 250 | 1P |  | 1.0 |  | FL2 | GREY | OVE |  |  | 30 |  | 7.3 | 10.4 | TEMPERATURE TRANSMITTER | KLAT-TIT-0804 | KLAT-CD | T1 | M20S16 |  | HOLD | JUNCTION BOX | KLAT-IJB-0305 | KLAT-CD | T1 | M20S16 |  | HOLD |  |  |  | PTSC M&C | PTSC M&C - Onshore |  |  | FUTURE
96 | KLAT-I-PDIT4102 | 250 | 1P |  | 1.0 |  | FL2 | GREY | OVE |  |  | 30 |  | 7.3 | 10.4 | DIFF. PRESSURE TRANSMITTER | KLAT-PDIT-4102 | KLAT-CD | T1 | M20S16 |  | HOLD | JUNCTION BOX | KLAT-IJB-0305 | KLAT-CD | T1 | M20S16 |  | HOLD |  |  |  | PTSC M&C | PTSC M&C - Onshore
97 | KLAT-I-LIT5401 | 250 | 1P |  | 1.0 |  | FL2 | GREY | OVE |  |  | 30 |  | 7.3 | 10.4 | LEVEL TRANSMITTER - DP TYPE | KLAT-LIT-5401 | KLAT-CD | T1 | M20S16 |  | HOLD | JUNCTION BOX | KLAT-IJB-0305 | KLAT-CD | T1 | M20S16 |  | HOLD |  |  |  | PTSC M&C | PTSC M&C - Onshore
98 | KLAT-I-LIT5301 | 250 | 1P |  | 1.0 |  | FL2 | GREY | OVE |  |  | 30 |  | 7.3 | 10.4 | LEVEL TRANSMITTER - DP TYPE | KLAT-LIT-5301 | KLAT-CD | T1 | M20S16 |  | HOLD | JUNCTION BOX | KLAT-IJB-0305 | KLAT-CD | T1 | M20S16 |  | HOLD |  |  |  | PTSC M&C | PTSC M&C - Onshore
99 | KLAT-I-IJB0306-1 | 250 | 12P |  | 1.0 |  | FL2 | GREY | OVE |  |  | 60 |  | 19.6 | 23.3 | JUNCTION BOX | KLAT-IJB-0306 | KLAT-CD | T1 | M25 |  | HOLD | PCS MARSHALLING CABINET | HOLD 1 | KLAT-EIR | T1 | M25 |  | HOLD |  |  |  | PTSC M&C | PTSC M&C - Onshore
100 | KLAT-I-XZSO/C4001 | 250 | 2P |  | 1.0 |  | FL2 | GREY | OVE |  |  | 30 |  | 10.8 | 14 | OPEN & CLOSE STATUS VALVE | KLAT-XZSO/XZSC-4001 | KLAT-CD | T1 | M20S |  | HOLD | JUNCTION BOX | KLAT-IJB-0306 | KLAT-CD | T1 | M20S |  | HOLD |  |  |  | PTSC M&C | PTSC M&C - Onshore
101 | KLAT-I-XZSO/C4102 | 250 | 2P |  | 1.0 |  | FL2 | GREY | OVE |  |  | 30 |  | 10.8 | 14 | OPEN & CLOSE STATUS VALVE | KLAT-XZSO/XZSC-4102 | KLAT-CD | T1 | M20S |  | HOLD | JUNCTION BOX | KLAT-IJB-0306 | KLAT-CD | T1 | M20S |  | HOLD |  |  |  | PTSC M&C | PTSC M&C - Onshore
102 | KLAT-I-XZSO/C0621 | 250 | 2P |  | 1.0 |  | FL2 | GREY | OVE |  |  | 30 |  | 10.8 | 14 | OPEN & CLOSE STATUS VALVE | KLAT-XZSO/XZSC-0621 | KLAT-CD | T1 | M20S |  | HOLD | JUNCTION BOX | KLAT-IJB-0306 | KLAT-CD | T1 | M20S |  | HOLD |  |  |  | PTSC M&C | PTSC M&C - Onshore
103 | KLAT-I-XZSO/C0626 | 250 | 2P |  | 1.0 |  | FL2 | GREY | OVE |  |  | 30 |  | 10.8 | 14 | OPEN & CLOSE STATUS VALVE | KLAT-XZSO/XZSC-0626 | KLAT-CD | T1 | M20S |  | HOLD | JUNCTION BOX | KLAT-IJB-0306 | KLAT-CD | T1 | M20S |  | HOLD |  |  |  | PTSC M&C | PTSC M&C - Onshore
104 | KLAT-I-FIT060101 | 250 | 1P |  | 1.0 |  | FL2 | GREY | OVE |  |  | 30 |  | 7.3 | 10.4 | TEST SEPARATOR - OIL/CONDENSATE MASS FLOWRATE | KLAT-FIT-0601-01 | KLAT-CD | T1 | M20S16 |  | HOLD | JUNCTION BOX | KLAT-IJB-0306 | KLAT-CD | T1 | M20S16 |  | HOLD |  |  |  | PTSC M&C | PTSC M&C - Onshore
105 | KLAT-I-FIT060201 | 250 | 1P |  | 1.0 |  | FL2 | GREY | OVE |  |  | 30 |  | 7.3 | 10.4 | TEST SEPARATOR - WATER MASS FLOWRATE | KLAT-FIT-0602-01 | KLAT-CD | T1 | M20S16 |  | HOLD | JUNCTION BOX | KLAT-IJB-0306 | KLAT-CD | T1 | M20S16 |  | HOLD |  |  |  | PTSC M&C | PTSC M&C - Onshore
106 | KLAT-I-IJB0306-2 | 0.6/1K | 12C |  | 1.5 |  | FL9 | GREY | - |  |  | 60 |  | 17.9 | 21.6 | JUNCTION BOX | KLAT-IJB-0306 | KLAT-CD | T1 | M25 |  | HOLD | PCS MARSHALLING CABINET | HOLD 1 | KLAT-EIR | T1 | M25 |  | HOLD |  |  |  | PTSC M&C | PTSC M&C - Onshore
107 | KLAT-I-FIT0601PW | 0.6/1K | 2C |  | 1.5 |  | FL9 | GREY | - |  |  | 30 |  | 9.5 | 12.8 | TEST SEPARATOR - CORIOLIS POWER SUPPLY | KLAT-FIT-0601-PW | KLAT-CD | T1 | M20S |  | HOLD | JUNCTION BOX | KLAT-IJB-0306 | KLAT-CD | T1 | M20S |  | HOLD |  |  |  | PTSC M&C | PTSC M&C - Onshore
108 | KLAT-I-FIT0602PW | 0.6/1K | 2C |  | 1.5 |  | FL9 | GREY | - |  |  | 30 |  | 9.5 | 12.8 | TEST SEPARATOR - CORIOLIS POWER SUPPLY | KLAT-FIT-0602-PW | KLAT-CD | T1 | M20S |  | HOLD | JUNCTION BOX | KLAT-IJB-0306 | KLAT-CD | T1 | M20S |  | HOLD |  |  |  | PTSC M&C | PTSC M&C - Onshore
109 | KLAT-I-XA5401 | 0.6/1K | 2C |  | 1.5 |  | FL9 | GREY | - |  |  | 30 |  | 9.5 | 12.8 | DIESEL STORAGE TANK FULL ALARM | KLAT-XA-5401 | KLAT-CD | T1 | M20S |  | HOLD | JUNCTION BOX | KLAT-IJB-0306 | KLAT-CD | T1 | M20S |  | HOLD |  |  |  | PTSC M&C | PTSC M&C - Onshore
110 | KLAT-I-IJB0307 | 250 | 20P |  | 1.0 |  | FL4 | GREY | IND & OVE |  |  | 60 |  | 26.6 | 30.7 | JUNCTION BOX | KLAT-IJB-0307 | KLAT-CD | T1 | M40 |  | HOLD | PCS MARSHALLING CABINET | HOLD 1 | KLAT-EIR | T1 | M40 |  | HOLD |  |  |  | PTSC M&C | PTSC M&C - Onshore
111 | KLAT-I-LIT0601 | 250 | 1P |  | 1.0 |  | FL2 | GREY | OVE |  |  | 30 |  | 7.3 | 10.4 | TEST SEPARATOR - OIL | KLAT-LIT-0601 | KLAT-CD | T1 | M20S16 |  | HOLD | JUNCTION BOX | KLAT-IJB-0307 | KLAT-CD | T1 | M20S16 |  | HOLD |  |  |  | PTSC M&C | PTSC M&C - Onshore
112 | KLAT-I-LIT0602 | 250 | 1P |  | 1.0 |  | FL2 | GREY | OVE |  |  | 30 |  | 7.3 | 10.4 | TEST SEPARATOR - INTERFACE | KLAT-LIT-0602 | KLAT-CD | T1 | M20S16 |  | HOLD | JUNCTION BOX | KLAT-IJB-0307 | KLAT-CD | T1 | M20S16 |  | HOLD |  |  |  | PTSC M&C | PTSC M&C - Onshore
113 | KLAT-I-FIT0603 | 250 | 1P |  | 1.0 |  | FL2 | GREY | OVE |  |  | 30 |  | 7.3 | 10.4 | TEST SEPARATOR GAS OUTLET FLOW | KLAT-FIT-0603 | KLAT-CD | T1 | M20S16 |  | HOLD | JUNCTION BOX | KLAT-IJB-0307 | KLAT-CD | T1 | M20S16 |  | HOLD |  |  |  | PTSC M&C | PTSC M&C - Onshore
114 | KLAT-I-PIT0601 | 250 | 1P |  | 1.0 |  | FL2 | GREY | OVE |  |  | 30 |  | 7.3 | 10.4 | TEST SEPARATOR TO EXPORT LINE PRESSURE | KLAT-PIT-0601 | KLAT-CD | T1 | M20S16 |  | HOLD | JUNCTION BOX | KLAT-IJB-0307 | KLAT-CD | T1 | M20S16 |  | HOLD |  |  |  | PTSC M&C | PTSC M&C - Onshore
115 | KLAT-I-PIT0603 | 250 | 1P |  | 1.0 |  | FL2 | GREY | OVE |  |  | 30 |  | 7.3 | 10.4 | TEST SEPARATOR PRESSURE | KLAT-PIT-0603 | KLAT-CD | T1 | M20S16 |  | HOLD | JUNCTION BOX | KLAT-IJB-0307 | KLAT-CD | T1 | M20S16 |  | HOLD |  |  |  | PTSC M&C | PTSC M&C - Onshore
116 | KLAT-I-TIT0601 | 250 | 1P |  | 1.0 |  | FL2 | GREY | OVE |  |  | 30 |  | 7.3 | 10.4 | TEST SEPARATOR GAS OUTLET TEMPERATURE | KLAT-TIT-0601 | KLAT-CD | T1 | M20S16 |  | HOLD | JUNCTION BOX | KLAT-IJB-0307 | KLAT-CD | T1 | M20S16 |  | HOLD |  |  |  | PTSC M&C | PTSC M&C - Onshore
117 | KLAT-I-PIT0100 | 250 | 1P |  | 1.0 |  | FL2 | GREY | OVE |  |  | 30 |  | 7.3 | 10.4 | COMMON CASING PRESSURE | KLAT-PIT-0100 | KLAT-CD | T1 | M20S16 |  | HOLD | JUNCTION BOX | KLAT-IJB-0307 | KLAT-CD | T1 | M20S16 |  | HOLD |  |  |  | PTSC M&C | PTSC M&C - Onshore
118 | KLAT-I-LCV0601 | 250 | 1P |  | 1.0 |  | FL2 | GREY | OVE |  |  | 30 |  | 7.3 | 10.4 | CONTROL VALVE COMMAND | KLAT-LCV-0601 | KLAT-CD | T1 | M20S16 |  | HOLD | JUNCTION BOX | KLAT-IJB-0307 | KLAT-CD | T1 | M20S16 |  | HOLD |  |  |  | PTSC M&C | PTSC M&C - Onshore
119 | KLAT-I-LCV0602 | 250 | 1P |  | 1.0 |  | FL2 | GREY | OVE |  |  | 30 |  | 7.3 | 10.4 | CONTROL VALVE COMMAND | KLAT-LCV-0602 | KLAT-CD | T1 | M20S16 |  | HOLD | JUNCTION BOX | KLAT-IJB-0307 | KLAT-CD | T1 | M20S16 |  | HOLD |  |  |  | PTSC M&C | PTSC M&C - Onshore
120 | KLAT-I-PCV0601 | 250 | 1P |  | 1.0 |  | FL2 | GREY | OVE |  |  | 30 |  | 7.3 | 10.4 | CONTROL VALVE COMMAND | KLAT-PCV-0601 | KLAT-CD | T1 | M20S16 |  | HOLD | JUNCTION BOX | KLAT-IJB-0307 | KLAT-CD | T1 | M20S16 |  | HOLD |  |  |  | PTSC M&C | PTSC M&C - Onshore
121 | KLAT-I-PCV0602 | 250 | 1P |  | 1.0 |  | FL2 | GREY | OVE |  |  | 30 |  | 7.3 | 10.4 | CONTROL VALVE COMMAND | KLAT-PCV-0602 | KLAT-CD | T1 | M20S16 |  | HOLD | JUNCTION BOX | KLAT-IJB-0307 | KLAT-CD | T1 | M20S16 |  | HOLD |  |  |  | PTSC M&C | PTSC M&C - Onshore
122 | KLAT-I-FIT060102/03 | 250 | 2P |  | 1.0 |  | FL4 | GREY | IND & OVE |  |  | 30 |  | 11.6 | 14.8 | TEST SEPARATOR - OIL/CONDENSATE DENSITY | KLAT-FIT-0601-02 | KLAT-CD | T1 | M20 |  | HOLD | JUNCTION BOX | KLAT-IJB-0307 | KLAT-CD | T1 | M20 |  | HOLD |  |  |  | PTSC M&C | PTSC M&C - Onshore
[16 empty] | TEST SEPARATOR - OIL/CONDENSATE TEMPERATURE | KLAT-FIT-0601-03
123 | KLAT-I-FIT060202/03 | 250 | 2P |  | 1.0 |  | FL4 | GREY | IND & OVE |  |  | 30 |  | 11.6 | 14.8 | TEST SEPARATOR - WATER DENSITY | KLAT-FIT-0602-02 | KLAT-CD | T1 | M20 |  | HOLD | JUNCTION BOX | KLAT-IJB-0307 | KLAT-CD | T1 | M20 |  | HOLD |  |  |  | PTSC M&C | PTSC M&C - Onshore
[16 empty] | TEST SEPARATOR - WATER TEMPERATURE | KLAT-FIT-0602-03
124 | KLAT-I-IJB0311 | 250 | 24P |  | 1.0 |  | FL4 | GREY | IND & OVE |  |  | 60 |  | 29.8 | 34.1 | JUNCTION BOX (BY WHCP PACKAGE) | KLAT-IJB-0311 | KLAT-CD | T1 | M40 |  | HOLD | PCS MARSHALLING CABINET | HOLD 1 | KLAT-EIR | T1 | M40 |  | HOLD |  |  |  | PTSC M&C | PTSC M&C - Onshore
125 | KLAT-I-IJB0312 | 250 | 16P |  | 1.0 |  | FL2 | GREY | OVE |  |  | 60 |  | 21.6 | 25.5 | JUNCTION BOX (BY WHCP PACKAGE) | KLAT-IJB-0312 | KLAT-CD | T1 | M32 |  | HOLD | PCS MARSHALLING CABINET | HOLD 1 | KLAT-EIR | T1 | M32 |  | HOLD |  |  |  | PTSC M&C | PTSC M&C - Onshore
126 | KLAT-I-IJB0313-1 | 250 | 20P |  | 1.0 |  | FL2 | GREY | OVE |  |  | 60 |  | 23.3 | 27.2 | JUNCTION BOX (BY WHCP PACKAGE) | KLAT-IJB-0313 | KLAT-CD | T1 | M32 |  | HOLD | PCS MARSHALLING CABINET | HOLD 1 | KLAT-EIR | T1 | M32 |  | HOLD |  |  |  | PTSC M&C | PTSC M&C - Onshore
127 | KLAT-I-IJB0313-2 | 0.6/1K | 4C |  | 1.5 |  | FL9 | GREY | - |  |  | 60 |  | 11 | 14.3 | JUNCTION BOX (BY WHCP PACKAGE) | KLAT-IJB-0313 | KLAT-CD | T1 | M20 |  | HOLD | PCS MARSHALLING CABINET | HOLD 1 | KLAT-EIR | T1 | M20 |  | HOLD |  |  |  | PTSC M&C | PTSC M&C - Onshore
128 | KLAT-I-IJB0314 | 250 | 12P |  | 1.0 |  | FL4 | GREY | IND & OVE |  |  | 60 |  | 20.8 | 24.7 | JUNCTION BOX (BY WHCP PACKAGE) | KLAT-IJB-0314 | KLAT-CD | T1 | M32 |  | HOLD | PCS MARSHALLING CABINET | HOLD 1 | KLAT-EIR | T1 | M32 |  | HOLD |  |  |  | PTSC M&C | PTSC M&C - Onshore
129 | KLAT-I-IJB0315 | 250 | 16P |  | 1.0 |  | FL2 | GREY | OVE |  |  | 60 |  | 21.6 | 25.5 | JUNCTION BOX (BY WHCP PACKAGE) | KLAT-IJB-0315 | KLAT-CD | T1 | M32 |  | HOLD | PCS MARSHALLING CABINET | HOLD 1 | KLAT-EIR | T1 | M32 |  | HOLD |  |  |  | PTSC M&C | PTSC M&C - Onshore
130 | KLAT-I-IJB0401 | 0.6/1K | 37C |  | 1.5 |  | FL9 | GREY | - |  |  | 60 |  | 29.1 | 33.4 | JUNCTION BOX | KLAT-IJB-0401 | KLAT-MZD | T1 | M40 |  | HOLD | PCS MARSHALLING CABINET | HOLD 1 | KLAT-EIR | T1 | M40 |  | HOLD |  |  |  | PTSC M&C | PTSC M&C - Onshore
131 | KLAT-I-CXSVC0201A/B | 0.6/1K | 4C |  | 1.5 |  | FL9 | GREY | - |  |  | 30 |  | 11 | 14.3 | OPEN & CLOSE COMMAND CHOKE VALVE | KLAT-CXSV-0201A/B | KLAT-MZD | T1 | M20 |  | HOLD | JUNCTION BOX | KLAT-IJB-0401 | KLAT-MZD | T1 | M20 |  | HOLD |  |  |  | PTSC M&C | PTSC M&C - Onshore
132 | KLAT-I-CXSVC0202A/B | 0.6/1K | 4C |  | 1.5 |  | FL9 | GREY | - |  |  | 30 |  | 11 | 14.3 | OPEN & CLOSE COMMAND CHOKE VALVE | KLAT-CXSV-0202A/B | KLAT-MZD | T1 | M20 |  | HOLD | JUNCTION BOX | KLAT-IJB-0401 | KLAT-MZD | T1 | M20 |  | HOLD |  |  |  | PTSC M&C | PTSC M&C - Onshore
133 | KLAT-I-CXSVC0206A/B | 0.6/1K | 4C |  | 1.5 |  | FL9 | GREY | - |  |  | 30 |  | 11 | 14.3 | OPEN & CLOSE COMMAND CHOKE VALVE | KLAT-CXSV-0206A/B | KLAT-MZD | T1 | M20 |  | HOLD | JUNCTION BOX | KLAT-IJB-0401 | KLAT-MZD | T1 | M20 |  | HOLD |  |  |  | PTSC M&C | PTSC M&C - Onshore
134 | KLAT-I-CXSVC0207A/B | 0.6/1K | 4C |  | 1.5 |  | FL9 | GREY | - |  |  | 30 |  | 11 | 14.3 | OPEN & CLOSE COMMAND CHOKE VALVE | KLAT-CXSV-0207A/B | KLAT-MZD | T1 | M20 |  | HOLD | JUNCTION BOX | KLAT-IJB-0401 | KLAT-MZD | T1 | M20 |  | HOLD |  |  |  | PTSC M&C | PTSC M&C - Onshore
135 | KLAT-I-CXSVC0211A/B | 0.6/1K | 4C |  | 1.5 |  | FL9 | GREY | - |  |  | 30 |  | 11 | 14.3 | OPEN & CLOSE COMMAND CHOKE VALVE | KLAT-CXSV-0211A/B | KLAT-MZD | T1 | M20 |  | HOLD | JUNCTION BOX | KLAT-IJB-0401 | KLAT-MZD | T1 | M20 |  | HOLD |  |  |  | PTSC M&C | PTSC M&C - Onshore
136 | KLAT-I-CXSVC0212A/B | 0.6/1K | 4C |  | 1.5 |  | FL9 | GREY | - |  |  | 30 |  | 11 | 14.3 | OPEN & CLOSE COMMAND CHOKE VALVE | KLAT-CXSV-0212A/B | KLAT-MZD | T1 | M20 |  | HOLD | JUNCTION BOX | KLAT-IJB-0401 | KLAT-MZD | T1 | M20 |  | HOLD |  |  |  | PTSC M&C | PTSC M&C - Onshore
137 | KLAT-I-CXSVC0217A/B | 0.6/1K | 4C |  | 1.5 |  | FL9 | GREY | - |  |  | 30 |  | 11 | 14.3 | OPEN & CLOSE COMMAND CHOKE VALVE | KLAT-CXSV-0217A/B | KLAT-MZD | T1 | M20 |  | HOLD | JUNCTION BOX | KLAT-IJB-0401 | KLAT-MZD | T1 | M20 |  | HOLD |  |  |  | PTSC M&C | PTSC M&C - Onshore
138 | KLAT-I-IJB0402 | 0.6/1K | 37C |  | 1.5 |  | FL9 | GREY | - |  |  | 60 |  | 29.1 | 33.4 | JUNCTION BOX | KLAT-IJB-0402 | KLAT-MZD | T1 | M40 |  | HOLD | PCS MARSHALLING CABINET | HOLD 1 | KLAT-EIR | T1 | M40 |  | HOLD |  |  |  | PTSC M&C | PTSC M&C - Onshore
139 | KLAT-I-CXSVC0213A/B | 0.6/1K | 4C |  | 1.5 |  | FL9 | GREY | - |  |  | 30 |  | 11 | 14.3 | OPEN & CLOSE COMMAND CHOKE VALVE | KLAT-CXSV-0213A/B | KLAT-MZD | T1 | M20 |  | HOLD | JUNCTION BOX | KLAT-IJB-0402 | KLAT-MZD | T1 | M20 |  | HOLD |  |  |  | PTSC M&C | PTSC M&C - Onshore
140 | KLAT-I-CXSVC0214A/B | 0.6/1K | 4C |  | 1.5 |  | FL9 | GREY | - |  |  | 30 |  | 11 | 14.3 | OPEN & CLOSE COMMAND CHOKE VALVE | KLAT-CXSV-0214A/B | KLAT-MZD | T1 | M20 |  | HOLD | JUNCTION BOX | KLAT-IJB-0402 | KLAT-MZD | T1 | M20 |  | HOLD |  |  |  | PTSC M&C | PTSC M&C - Onshore
141 | KLAT-I-CXSVC0215A/B | 0.6/1K | 4C |  | 1.5 |  | FL9 | GREY | - |  |  | 30 |  | 11 | 14.3 | OPEN & CLOSE COMMAND CHOKE VALVE | KLAT-CXSV-0215A/B | KLAT-MZD | T1 | M20 |  | HOLD | JUNCTION BOX | KLAT-IJB-0402 | KLAT-MZD | T1 | M20 |  | HOLD |  |  |  | PTSC M&C | PTSC M&C - Onshore
142 | KLAT-I-CXSVC0216A/B | 0.6/1K | 4C |  | 1.5 |  | FL9 | GREY | - |  |  | 30 |  | 11 | 14.3 | OPEN & CLOSE COMMAND CHOKE VALVE | KLAT-CXSV-0216A/B | KLAT-MZD | T1 | M20 |  | HOLD | JUNCTION BOX | KLAT-IJB-0402 | KLAT-MZD | T1 | M20 |  | HOLD |  |  |  | PTSC M&C | PTSC M&C - Onshore
143 | KLAT-I-CXSVC0218A/B | 0.6/1K | 4C |  | 1.5 |  | FL9 | GREY | - |  |  | 30 |  | 11 | 14.3 | OPEN & CLOSE COMMAND CHOKE VALVE | KLAT-CXSV-0218A/B | KLAT-MZD | T1 | M20 |  | HOLD | JUNCTION BOX | KLAT-IJB-0402 | KLAT-MZD | T1 | M20 |  | HOLD |  |  |  | PTSC M&C | PTSC M&C - Onshore
144 | KLAT-I-CXSVC0219A/B | 0.6/1K | 4C |  | 1.5 |  | FL9 | GREY | - |  |  | 30 |  | 11 | 14.3 | OPEN & CLOSE COMMAND CHOKE VALVE | KLAT-CXSV-0219A/B | KLAT-MZD | T1 | M20 |  | HOLD | JUNCTION BOX | KLAT-IJB-0402 | KLAT-MZD | T1 | M20 |  | HOLD |  |  |  | PTSC M&C | PTSC M&C - Onshore
145 | KLAT-I-CXSVC0220A/B | 0.6/1K | 4C |  | 1.5 |  | FL9 | GREY | - |  |  | 30 |  | 11 | 14.3 | OPEN & CLOSE COMMAND CHOKE VALVE | KLAT-CXSV-0220A/B | KLAT-MZD | T1 | M20 |  | HOLD | JUNCTION BOX | KLAT-IJB-0402 | KLAT-MZD | T1 | M20 |  | HOLD |  |  |  | PTSC M&C | PTSC M&C - Onshore
146 | KLAT-I-IJB0403 | 0.6/1K | 37C |  | 1.5 |  | FL9 | GREY | - |  |  | 60 |  | 29.1 | 33.4 | JUNCTION BOX | KLAT-IJB-0403 | KLAT-MZD | T1 | M40 |  | HOLD | PCS MARSHALLING CABINET | HOLD 1 | KLAT-EIR | T1 | M40 |  | HOLD |  |  |  | PTSC M&C | PTSC M&C - Onshore
147 | KLAT-I-CXSVC0203A/B | 0.6/1K | 4C |  | 1.5 |  | FL9 | GREY | - |  |  | 30 |  | 11 | 14.3 | OPEN & CLOSE COMMAND CHOKE VALVE | KLAT-CXSV-0203A/B | KLAT-MZD | T1 | M20 |  | HOLD | JUNCTION BOX | KLAT-IJB-0403 | KLAT-MZD | T1 | M20 |  | HOLD |  |  |  | PTSC M&C | PTSC M&C - Onshore
148 | KLAT-I-CXSVC0204A/B | 0.6/1K | 4C |  | 1.5 |  | FL9 | GREY | - |  |  | 30 |  | 11 | 14.3 | OPEN & CLOSE COMMAND CHOKE VALVE | KLAT-CXSV-0204A/B | KLAT-MZD | T1 | M20 |  | HOLD | JUNCTION BOX | KLAT-IJB-0403 | KLAT-MZD | T1 | M20 |  | HOLD |  |  |  | PTSC M&C | PTSC M&C - Onshore
149 | KLAT-I-CXSVC0205A/B | 0.6/1K | 4C |  | 1.5 |  | FL9 | GREY | - |  |  | 30 |  | 11 | 14.3 | OPEN & CLOSE COMMAND CHOKE VALVE | KLAT-CXSV-0205A/B | KLAT-MZD | T1 | M20 |  | HOLD | JUNCTION BOX | KLAT-IJB-0403 | KLAT-MZD | T1 | M20 |  | HOLD |  |  |  | PTSC M&C | PTSC M&C - Onshore
150 | KLAT-I-CXSVC0208A/B | 0.6/1K | 4C |  | 1.5 |  | FL9 | GREY | - |  |  | 30 |  | 11 | 14.3 | OPEN & CLOSE COMMAND CHOKE VALVE | KLAT-CXSV-0208A/B | KLAT-MZD | T1 | M20 |  | HOLD | JUNCTION BOX | KLAT-IJB-0403 | KLAT-MZD | T1 | M20 |  | HOLD |  |  |  | PTSC M&C | PTSC M&C - Onshore
151 | KLAT-I-CXSVC0209A/B | 0.6/1K | 4C |  | 1.5 |  | FL9 | GREY | - |  |  | 30 |  | 11 | 14.3 | OPEN & CLOSE COMMAND CHOKE VALVE | KLAT-CXSV-0209A/B | KLAT-MZD | T1 | M20 |  | HOLD | JUNCTION BOX | KLAT-IJB-0403 | KLAT-MZD | T1 | M20 |  | HOLD |  |  |  | PTSC M&C | PTSC M&C - Onshore
152 | KLAT-I-CXSVC0210A/B | 0.6/1K | 4C |  | 1.5 |  | FL9 | GREY | - |  |  | 30 |  | 11 | 14.3 | OPEN & CLOSE COMMAND CHOKE VALVE | KLAT-CXSV-0210A/B | KLAT-MZD | T1 | M20 |  | HOLD | JUNCTION BOX | KLAT-IJB-0403 | KLAT-MZD | T1 | M20 |  | HOLD |  |  |  | PTSC M&C | PTSC M&C - Onshore
153 | KLAT-I-IJB0404 | 250 | 24P |  | 1.0 |  | FL4 | GREY | IND & OVE |  |  | 60 |  | 29.8 | 34.1 | JUNCTION BOX | KLAT-IJB-0404 | KLAT-MZD | T1 | M40 |  | HOLD | PCS MARSHALLING CABINET | HOLD 1 | KLAT-EIR | T1 | M40 |  | HOLD |  |  |  | PTSC M&C | PTSC M&C - Onshore
154 | KLAT-I-PZT0201 | 250 | 1P |  | 1.0 |  | FL2 | GREY | OVE |  |  | 30 |  | 7.3 | 10.4 | CHOKE VALVE POSITION FEEDBACK | KLAT-PZT-0201 | KLAT-MZD | T1 | M20S16 |  | HOLD | JUNCTION BOX | KLAT-IJB-0404 | KLAT-MZD | T1 | M20S16 |  | HOLD |  |  |  | PTSC M&C | PTSC M&C - Onshore
155 | KLAT-I-PZT0202 | 250 | 1P |  | 1.0 |  | FL2 | GREY | OVE |  |  | 30 |  | 7.3 | 10.4 | CHOKE VALVE POSITION FEEDBACK | KLAT-PZT-0202 | KLAT-MZD | T1 | M20S16 |  | HOLD | JUNCTION BOX | KLAT-IJB-0404 | KLAT-MZD | T1 | M20S16 |  | HOLD |  |  |  | PTSC M&C | PTSC M&C - Onshore
156 | KLAT-I-PZT0203 | 250 | 1P |  | 1.0 |  | FL2 | GREY | OVE |  |  | 30 |  | 7.3 | 10.4 | CHOKE VALVE POSITION FEEDBACK | KLAT-PZT-0203 | KLAT-MZD | T1 | M20S16 |  | HOLD | JUNCTION BOX | KLAT-IJB-0404 | KLAT-MZD | T1 | M20S16 |  | HOLD |  |  |  | PTSC M&C | PTSC M&C - Onshore
157 | KLAT-I-PZT0204 | 250 | 1P |  | 1.0 |  | FL2 | GREY | OVE |  |  | 30 |  | 7.3 | 10.4 | CHOKE VALVE POSITION FEEDBACK | KLAT-PZT-0204 | KLAT-MZD | T1 | M20S16 |  | HOLD | JUNCTION BOX | KLAT-IJB-0404 | KLAT-MZD | T1 | M20S16 |  | HOLD |  |  |  | PTSC M&C | PTSC M&C - Onshore
158 | KLAT-I-PZT0205 | 250 | 1P |  | 1.0 |  | FL2 | GREY | OVE |  |  | 30 |  | 7.3 | 10.4 | CHOKE VALVE POSITION FEEDBACK | KLAT-PZT-0205 | KLAT-MZD | T1 | M20S16 |  | HOLD | JUNCTION BOX | KLAT-IJB-0404 | KLAT-MZD | T1 | M20S16 |  | HOLD |  |  |  | PTSC M&C | PTSC M&C - Onshore
159 | KLAT-I-PZT0206 | 250 | 1P |  | 1.0 |  | FL2 | GREY | OVE |  |  | 30 |  | 7.3 | 10.4 | CHOKE VALVE POSITION FEEDBACK | KLAT-PZT-0206 | KLAT-MZD | T1 | M20S16 |  | HOLD | JUNCTION BOX | KLAT-IJB-0404 | KLAT-MZD | T1 | M20S16 |  | HOLD |  |  |  | PTSC M&C | PTSC M&C - Onshore
160 | KLAT-I-PZT0207 | 250 | 1P |  | 1.0 |  | FL2 | GREY | OVE |  |  | 30 |  | 7.3 | 10.4 | CHOKE VALVE POSITION FEEDBACK | KLAT-PZT-0207 | KLAT-MZD | T1 | M20S16 |  | HOLD | JUNCTION BOX | KLAT-IJB-0404 | KLAT-MZD | T1 | M20S16 |  | HOLD |  |  |  | PTSC M&C | PTSC M&C - Onshore
161 | KLAT-I-PZT0208 | 250 | 1P |  | 1.0 |  | FL2 | GREY | OVE |  |  | 30 |  | 7.3 | 10.4 | CHOKE VALVE POSITION FEEDBACK | KLAT-PZT-0208 | KLAT-MZD | T1 | M20S16 |  | HOLD | JUNCTION BOX | KLAT-IJB-0404 | KLAT-MZD | T1 | M20S16 |  | HOLD |  |  |  | PTSC M&C | PTSC M&C - Onshore
162 | KLAT-I-PZT0209 | 250 | 1P |  | 1.0 |  | FL2 | GREY | OVE |  |  | 30 |  | 7.3 | 10.4 | CHOKE VALVE POSITION FEEDBACK | KLAT-PZT-0209 | KLAT-MZD | T1 | M20S16 |  | HOLD | JUNCTION BOX | KLAT-IJB-0404 | KLAT-MZD | T1 | M20S16 |  | HOLD |  |  |  | PTSC M&C | PTSC M&C - Onshore
163 | KLAT-I-PZT0210 | 250 | 1P |  | 1.0 |  | FL2 | GREY | OVE |  |  | 30 |  | 7.3 | 10.4 | CHOKE VALVE POSITION FEEDBACK | KLAT-PZT-0210 | KLAT-MZD | T1 | M20S16 |  | HOLD | JUNCTION BOX | KLAT-IJB-0404 | KLAT-MZD | T1 | M20S16 |  | HOLD |  |  |  | PTSC M&C | PTSC M&C - Onshore
164 | KLAT-I-PZT0211 | 250 | 1P |  | 1.0 |  | FL2 | GREY | OVE |  |  | 30 |  | 7.3 | 10.4 | CHOKE VALVE POSITION FEEDBACK | KLAT-PZT-0211 | KLAT-MZD | T1 | M20S16 |  | HOLD | JUNCTION BOX | KLAT-IJB-0404 | KLAT-MZD | T1 | M20S16 |  | HOLD |  |  |  | PTSC M&C | PTSC M&C - Onshore
165 | KLAT-I-PZT0212 | 250 | 1P |  | 1.0 |  | FL2 | GREY | OVE |  |  | 30 |  | 7.3 | 10.4 | CHOKE VALVE POSITION FEEDBACK | KLAT-PZT-0212 | KLAT-MZD | T1 | M20S16 |  | HOLD | JUNCTION BOX | KLAT-IJB-0404 | KLAT-MZD | T1 | M20S16 |  | HOLD |  |  |  | PTSC M&C | PTSC M&C - Onshore
166 | KLAT-I-PZT0213 | 250 | 1P |  | 1.0 |  | FL2 | GREY | OVE |  |  | 30 |  | 7.3 | 10.4 | CHOKE VALVE POSITION FEEDBACK | KLAT-PZT-0213 | KLAT-MZD | T1 | M20S16 |  | HOLD | JUNCTION BOX | KLAT-IJB-0404 | KLAT-MZD | T1 | M20S16 |  | HOLD |  |  |  | PTSC M&C | PTSC M&C - Onshore
167 | KLAT-I-PZT0214 | 250 | 1P |  | 1.0 |  | FL2 | GREY | OVE |  |  | 30 |  | 7.3 | 10.4 | CHOKE VALVE POSITION FEEDBACK | KLAT-PZT-0214 | KLAT-MZD | T1 | M20S16 |  | HOLD | JUNCTION BOX | KLAT-IJB-0404 | KLAT-MZD | T1 | M20S16 |  | HOLD |  |  |  | PTSC M&C | PTSC M&C - Onshore
168 | KLAT-I-PZT0215 | 250 | 1P |  | 1.0 |  | FL2 | GREY | OVE |  |  | 30 |  | 7.3 | 10.4 | CHOKE VALVE POSITION FEEDBACK | KLAT-PZT-0215 | KLAT-MZD | T1 | M20S16 |  | HOLD | JUNCTION BOX | KLAT-IJB-0404 | KLAT-MZD | T1 | M20S16 |  | HOLD |  |  |  | PTSC M&C | PTSC M&C - Onshore
169 | KLAT-I-PZT0216 | 250 | 1P |  | 1.0 |  | FL2 | GREY | OVE |  |  | 30 |  | 7.3 | 10.4 | CHOKE VALVE POSITION FEEDBACK | KLAT-PZT-0216 | KLAT-MZD | T1 | M20S16 |  | HOLD | JUNCTION BOX | KLAT-IJB-0404 | KLAT-MZD | T1 | M20S16 |  | HOLD |  |  |  | PTSC M&C | PTSC M&C - Onshore
170 | KLAT-I-PZT0217 | 250 | 1P |  | 1.0 |  | FL2 | GREY | OVE |  |  | 30 |  | 7.3 | 10.4 | CHOKE VALVE POSITION FEEDBACK | KLAT-PZT-0217 | KLAT-MZD | T1 | M20S16 |  | HOLD | JUNCTION BOX | KLAT-IJB-0404 | KLAT-MZD | T1 | M20S16 |  | HOLD |  |  |  | PTSC M&C | PTSC M&C - Onshore
171 | KLAT-I-PZT0218 | 250 | 1P |  | 1.0 |  | FL2 | GREY | OVE |  |  | 30 |  | 7.3 | 10.4 | CHOKE VALVE POSITION FEEDBACK | KLAT-PZT-0218 | KLAT-MZD | T1 | M20S16 |  | HOLD | JUNCTION BOX | KLAT-IJB-0404 | KLAT-MZD | T1 | M20S16 |  | HOLD |  |  |  | PTSC M&C | PTSC M&C - Onshore
172 | KLAT-I-PZT0219 | 250 | 1P |  | 1.0 |  | FL2 | GREY | OVE |  |  | 30 |  | 7.3 | 10.4 | CHOKE VALVE POSITION FEEDBACK | KLAT-PZT-0219 | KLAT-MZD | T1 | M20S16 |  | HOLD | JUNCTION BOX | KLAT-IJB-0404 | KLAT-MZD | T1 | M20S16 |  | HOLD |  |  |  | PTSC M&C | PTSC M&C - Onshore
173 | KLAT-I-PZT0220 | 250 | 1P |  | 1.0 |  | FL2 | GREY | OVE |  |  | 30 |  | 7.3 | 10.4 | CHOKE VALVE POSITION FEEDBACK | KLAT-PZT-0220 | KLAT-MZD | T1 | M20S16 |  | HOLD | JUNCTION BOX | KLAT-IJB-0404 | KLAT-MZD | T1 | M20S16 |  | HOLD |  |  |  | PTSC M&C | PTSC M&C - Onshore
174 | KLAT-I-IJB0405 | 250 | 24P |  | 1.0 |  | FL2 | GREY | OVE |  |  | 60 |  | 26.5 | 30.6 | JUNCTION BOX | KLAT-IJB-0405 | KLAT-MZD | T1 | M40 |  | HOLD | PCS MARSHALLING CABINET | HOLD 1 | KLAT-EIR | T1 | M40 |  | HOLD |  |  |  | PTSC M&C | PTSC M&C - Onshore
175 | KLAT-I-XZSO/C0701 | 250 | 2P |  | 1.0 |  | FL2 | GREY | OVE |  |  | 30 |  | 10.8 | 14 | OPEN & CLOSE STATUS VALVE | KLAT-XZSO/XZSC-0701 | KLAT-MZD | T1 | M20S |  | HOLD | JUNCTION BOX | KLAT-IJB-0405 | KLAT-MZD | T1 | M20S |  | HOLD |  |  |  | PTSC M&C | PTSC M&C - Onshore
176 | KLAT-I-XZSO/C0702 | 250 | 2P |  | 1.0 |  | FL2 | GREY | OVE |  |  | 30 |  | 10.8 | 14 | OPEN & CLOSE STATUS VALVE | KLAT-XZSO/XZSC-0702 | KLAT-MZD | T1 | M20S |  | HOLD | JUNCTION BOX | KLAT-IJB-0405 | KLAT-MZD | T1 | M20S |  | HOLD |  |  |  | PTSC M&C | PTSC M&C - Onshore
177 | KLAT-I-XZSO/C0706 | 250 | 2P |  | 1.0 |  | FL2 | GREY | OVE |  |  | 30 |  | 10.8 | 14 | OPEN & CLOSE STATUS VALVE | KLAT-XZSO/XZSC-0706 | KLAT-MZD | T1 | M20S |  | HOLD | JUNCTION BOX | KLAT-IJB-0405 | KLAT-MZD | T1 | M20S |  | HOLD |  |  |  | PTSC M&C | PTSC M&C - Onshore
178 | KLAT-I-XZSO/C0707 | 250 | 2P |  | 1.0 |  | FL2 | GREY | OVE |  |  | 30 |  | 10.8 | 14 | OPEN & CLOSE STATUS VALVE | KLAT-XZSO/XZSC-0707 | KLAT-MZD | T1 | M20S |  | HOLD | JUNCTION BOX | KLAT-IJB-0405 | KLAT-MZD | T1 | M20S |  | HOLD |  |  |  | PTSC M&C | PTSC M&C - Onshore
179 | KLAT-I-XZSO/C0711 | 250 | 2P |  | 1.0 |  | FL2 | GREY | OVE |  |  | 30 |  | 10.8 | 14 | OPEN & CLOSE STATUS VALVE | KLAT-XZSO/XZSC-0711 | KLAT-MZD | T1 | M20S |  | HOLD | JUNCTION BOX | KLAT-IJB-0405 | KLAT-MZD | T1 | M20S |  | HOLD |  |  |  | PTSC M&C | PTSC M&C - Onshore
180 | KLAT-I-XZSO/C0712 | 250 | 2P |  | 1.0 |  | FL2 | GREY | OVE |  |  | 30 |  | 10.8 | 14 | OPEN & CLOSE STATUS VALVE | KLAT-XZSO/XZSC-0712 | KLAT-MZD | T1 | M20S |  | HOLD | JUNCTION BOX | KLAT-IJB-0405 | KLAT-MZD | T1 | M20S |  | HOLD |  |  |  | PTSC M&C | PTSC M&C - Onshore
181 | KLAT-I-XZSO/C0716 | 250 | 2P |  | 1.0 |  | FL2 | GREY | OVE |  |  | 30 |  | 10.8 | 14 | OPEN & CLOSE STATUS VALVE | KLAT-XZSO/XZSC-0716 | KLAT-MZD | T1 | M20S |  | HOLD | JUNCTION BOX | KLAT-IJB-0405 | KLAT-MZD | T1 | M20S |  | HOLD |  |  |  | PTSC M&C | PTSC M&C - Onshore
182 | KLAT-I-XZSO/C0717 | 250 | 2P |  | 1.0 |  | FL2 | GREY | OVE |  |  | 30 |  | 10.8 | 14 | OPEN & CLOSE STATUS VALVE | KLAT-XZSO/XZSC-0717 | KLAT-MZD | T1 | M20S |  | HOLD | JUNCTION BOX | KLAT-IJB-0405 | KLAT-MZD | T1 | M20S |  | HOLD |  |  |  | PTSC M&C | PTSC M&C - Onshore
183 | KLAT-I-XZSO/C0719 | 250 | 2P |  | 1.0 |  | FL2 | GREY | OVE |  |  | 30 |  | 10.8 | 14 | OPEN & CLOSE STATUS VALVE | KLAT-XZSO/XZSC-0719 | KLAT-MZD | T1 | M20S |  | HOLD | JUNCTION BOX | KLAT-IJB-0405 | KLAT-MZD | T1 | M20S |  | HOLD |  |  |  | PTSC M&C | PTSC M&C - Onshore
184 | KLAT-I-XZSO/C0720 | 250 | 2P |  | 1.0 |  | FL2 | GREY | OVE |  |  | 30 |  | 10.8 | 14 | OPEN & CLOSE STATUS VALVE | KLAT-XZSO/XZSC-0720 | KLAT-MZD | T1 | M20S |  | HOLD | JUNCTION BOX | KLAT-IJB-0405 | KLAT-MZD | T1 | M20S |  | HOLD |  |  |  | PTSC M&C | PTSC M&C - Onshore
185 | KLAT-I-IJB0406 | 250 | 24P |  | 1.0 |  | FL2 | GREY | OVE |  |  | 60 |  | 26.5 | 30.6 | JUNCTION BOX | KLAT-IJB-0406 | KLAT-MZD | T1 | M40 |  | HOLD | PCS MARSHALLING CABINET | HOLD 1 | KLAT-EIR | T1 | M40 |  | HOLD |  |  |  | PTSC M&C | PTSC M&C - Onshore
186 | KLAT-I-XZSO/C0703 | 250 | 2P |  | 1.0 |  | FL2 | GREY | OVE |  |  | 30 |  | 10.8 | 14 | OPEN & CLOSE STATUS VALVE | KLAT-XZSO/XZSC-0703 | KLAT-MZD | T1 | M20S |  | HOLD | JUNCTION BOX | KLAT-IJB-0406 | KLAT-MZD | T1 | M20S |  | HOLD |  |  |  | PTSC M&C | PTSC M&C - Onshore
187 | KLAT-I-XZSO/C0704 | 250 | 2P |  | 1.0 |  | FL2 | GREY | OVE |  |  | 30 |  | 10.8 | 14 | OPEN & CLOSE STATUS VALVE | KLAT-XZSO/XZSC-0704 | KLAT-MZD | T1 | M20S |  | HOLD | JUNCTION BOX | KLAT-IJB-0406 | KLAT-MZD | T1 | M20S |  | HOLD |  |  |  | PTSC M&C | PTSC M&C - Onshore
188 | KLAT-I-XZSO/C0705 | 250 | 2P |  | 1.0 |  | FL2 | GREY | OVE |  |  | 30 |  | 10.8 | 14 | OPEN & CLOSE STATUS VALVE | KLAT-XZSO/XZSC-0705 | KLAT-MZD | T1 | M20S |  | HOLD | JUNCTION BOX | KLAT-IJB-0406 | KLAT-MZD | T1 | M20S |  | HOLD |  |  |  | PTSC M&C | PTSC M&C - Onshore
189 | KLAT-I-XZSO/C0708 | 250 | 2P |  | 1.0 |  | FL2 | GREY | OVE |  |  | 30 |  | 10.8 | 14 | OPEN & CLOSE STATUS VALVE | KLAT-XZSO/XZSC-0708 | KLAT-MZD | T1 | M20S |  | HOLD | JUNCTION BOX | KLAT-IJB-0406 | KLAT-MZD | T1 | M20S |  | HOLD |  |  |  | PTSC M&C | PTSC M&C - Onshore
190 | KLAT-I-XZSO/C0709 | 250 | 2P |  | 1.0 |  | FL2 | GREY | OVE |  |  | 30 |  | 10.8 | 14 | OPEN & CLOSE STATUS VALVE | KLAT-XZSO/XZSC-0709 | KLAT-MZD | T1 | M20S |  | HOLD | JUNCTION BOX | KLAT-IJB-0406 | KLAT-MZD | T1 | M20S |  | HOLD |  |  |  | PTSC M&C | PTSC M&C - Onshore
191 | KLAT-I-XZSO/C0710 | 250 | 2P |  | 1.0 |  | FL2 | GREY | OVE |  |  | 30 |  | 10.8 | 14 | OPEN & CLOSE STATUS VALVE | KLAT-XZSO/XZSC-0710 | KLAT-MZD | T1 | M20S |  | HOLD | JUNCTION BOX | KLAT-IJB-0406 | KLAT-MZD | T1 | M20S |  | HOLD |  |  |  | PTSC M&C | PTSC M&C - Onshore
192 | KLAT-I-XZSO/C0713 | 250 | 2P |  | 1.0 |  | FL2 | GREY | OVE |  |  | 30 |  | 10.8 | 14 | OPEN & CLOSE STATUS VALVE | KLAT-XZSO/XZSC-0713 | KLAT-MZD | T1 | M20S |  | HOLD | JUNCTION BOX | KLAT-IJB-0406 | KLAT-MZD | T1 | M20S |  | HOLD |  |  |  | PTSC M&C | PTSC M&C - Onshore
193 | KLAT-I-XZSO/C0714 | 250 | 2P |  | 1.0 |  | FL2 | GREY | OVE |  |  | 30 |  | 10.8 | 14 | OPEN & CLOSE STATUS VALVE | KLAT-XZSO/XZSC-0714 | KLAT-MZD | T1 | M20S |  | HOLD | JUNCTION BOX | KLAT-IJB-0406 | KLAT-MZD | T1 | M20S |  | HOLD |  |  |  | PTSC M&C | PTSC M&C - Onshore
194 | KLAT-I-XZSO/C0715 | 250 | 2P |  | 1.0 |  | FL2 | GREY | OVE |  |  | 30 |  | 10.8 | 14 | OPEN & CLOSE STATUS VALVE | KLAT-XZSO/XZSC-0715 | KLAT-MZD | T1 | M20S |  | HOLD | JUNCTION BOX | KLAT-IJB-0406 | KLAT-MZD | T1 | M20S |  | HOLD |  |  |  | PTSC M&C | PTSC M&C - Onshore
195 | KLAT-I-XZSO/C0718 | 250 | 2P |  | 1.0 |  | FL2 | GREY | OVE |  |  | 30 |  | 10.8 | 14 | OPEN & CLOSE STATUS VALVE | KLAT-XZSO/XZSC-0718 | KLAT-MZD | T1 | M20S |  | HOLD | JUNCTION BOX | KLAT-IJB-0406 | KLAT-MZD | T1 | M20S |  | HOLD |  |  |  | PTSC M&C | PTSC M&C - Onshore
196 | KLAT-I-IJB0407 | 250 | 24P |  | 1.0 |  | FL4 | GREY | IND & OVE |  |  | 60 |  | 29.8 | 34.1 | JUNCTION BOX | KLAT-IJB-0407 | KLAT-MZD | T1 | M40 |  | HOLD | PCS MARSHALLING CABINET | HOLD 1 | KLAT-EIR | T1 | M40 |  | HOLD |  |  |  | PTSC M&C | PTSC M&C - Onshore
197 | KLAT-I-TIT0201 | 250 | 1P |  | 1.0 |  | FL2 | GREY | OVE |  |  | 30 |  | 7.3 | 10.4 | TEMPERATURE TRANSMITTER | KLAT-TIT-0201 | KLAT-MZD | T1 | M20S16 |  | HOLD | JUNCTION BOX | KLAT-IJB-0407 | KLAT-MZD | T1 | M20S16 |  | HOLD |  |  |  | PTSC M&C | PTSC M&C - Onshore
198 | KLAT-I-TIT0206 | 250 | 1P |  | 1.0 |  | FL2 | GREY | OVE |  |  | 30 |  | 7.3 | 10.4 | TEMPERATURE TRANSMITTER | KLAT-TIT-0206 | KLAT-MZD | T1 | M20S16 |  | HOLD | JUNCTION BOX | KLAT-IJB-0407 | KLAT-MZD | T1 | M20S16 |  | HOLD |  |  |  | PTSC M&C | PTSC M&C - Onshore
199 | KLAT-I-TIT0211 | 250 | 1P |  | 1.0 |  | FL2 | GREY | OVE |  |  | 30 |  | 7.3 | 10.4 | TEMPERATURE TRANSMITTER | KLAT-TIT-0211 | KLAT-MZD | T1 | M20S16 |  | HOLD | JUNCTION BOX | KLAT-IJB-0407 | KLAT-MZD | T1 | M20S16 |  | HOLD |  |  |  | PTSC M&C | PTSC M&C - Onshore
200 | KLAT-I-TIT0216 | 250 | 1P |  | 1.0 |  | FL2 | GREY | OVE |  |  | 30 |  | 7.3 | 10.4 | TEMPERATURE TRANSMITTER | KLAT-TIT-0216 | KLAT-MZD | T1 | M20S16 |  | HOLD | JUNCTION BOX | KLAT-IJB-0407 | KLAT-MZD | T1 | M20S16 |  | HOLD |  |  |  | PTSC M&C | PTSC M&C - Onshore
201 | KLAT-I-TIT0221 | 250 | 1P |  | 1.0 |  | FL2 | GREY | OVE |  |  | 30 |  | 7.3 | 10.4 | TEMPERATURE TRANSMITTER | KLAT-TIT-0221 | KLAT-MZD | T1 | M20S16 |  | HOLD | JUNCTION BOX | KLAT-IJB-0407 | KLAT-MZD | T1 | M20S16 |  | HOLD |  |  |  | PTSC M&C | PTSC M&C - Onshore
202 | KLAT-I-TIT0226 | 250 | 1P |  | 1.0 |  | FL2 | GREY | OVE |  |  | 30 |  | 7.3 | 10.4 | TEMPERATURE TRANSMITTER | KLAT-TIT-0226 | KLAT-MZD | T1 | M20S16 |  | HOLD | JUNCTION BOX | KLAT-IJB-0407 | KLAT-MZD | T1 | M20S16 |  | HOLD |  |  |  | PTSC M&C | PTSC M&C - Onshore
203 | KLAT-I-TIT0231 | 250 | 1P |  | 1.0 |  | FL2 | GREY | OVE |  |  | 30 |  | 7.3 | 10.4 | TEMPERATURE TRANSMITTER | KLAT-TIT-0231 | KLAT-MZD | T1 | M20S16 |  | HOLD | JUNCTION BOX | KLAT-IJB-0407 | KLAT-MZD | T1 | M20S16 |  | HOLD |  |  |  | PTSC M&C | PTSC M&C - Onshore
204 | KLAT-I-TIT0236 | 250 | 1P |  | 1.0 |  | FL2 | GREY | OVE |  |  | 30 |  | 7.3 | 10.4 | TEMPERATURE TRANSMITTER | KLAT-TIT-0236 | KLAT-MZD | T1 | M20S16 |  | HOLD | JUNCTION BOX | KLAT-IJB-0407 | KLAT-MZD | T1 | M20S16 |  | HOLD |  |  |  | PTSC M&C | PTSC M&C - Onshore
205 | KLAT-I-TIT0241 | 250 | 1P |  | 1.0 |  | FL2 | GREY | OVE |  |  | 30 |  | 7.3 | 10.4 | TEMPERATURE TRANSMITTER | KLAT-TIT-0241 | KLAT-MZD | T1 | M20S16 |  | HOLD | JUNCTION BOX | KLAT-IJB-0407 | KLAT-MZD | T1 | M20S16 |  | HOLD |  |  |  | PTSC M&C | PTSC M&C - Onshore
206 | KLAT-I-TIT0246 | 250 | 1P |  | 1.0 |  | FL2 | GREY | OVE |  |  | 30 |  | 7.3 | 10.4 | TEMPERATURE TRANSMITTER | KLAT-TIT-0246 | KLAT-MZD | T1 | M20S16 |  | HOLD | JUNCTION BOX | KLAT-IJB-0407 | KLAT-MZD | T1 | M20S16 |  | HOLD |  |  |  | PTSC M&C | PTSC M&C - Onshore
207 | KLAT-I-TIT0251 | 250 | 1P |  | 1.0 |  | FL2 | GREY | OVE |  |  | 30 |  | 7.3 | 10.4 | TEMPERATURE TRANSMITTER | KLAT-TIT-0251 | KLAT-MZD | T1 | M20S16 |  | HOLD | JUNCTION BOX | KLAT-IJB-0407 | KLAT-MZD | T1 | M20S16 |  | HOLD |  |  |  | PTSC M&C | PTSC M&C - Onshore
208 | KLAT-I-TIT0256 | 250 | 1P |  | 1.0 |  | FL2 | GREY | OVE |  |  | 30 |  | 7.3 | 10.4 | TEMPERATURE TRANSMITTER | KLAT-TIT-0256 | KLAT-MZD | T1 | M20S16 |  | HOLD | JUNCTION BOX | KLAT-IJB-0407 | KLAT-MZD | T1 | M20S16 |  | HOLD |  |  |  | PTSC M&C | PTSC M&C - Onshore
209 | KLAT-I-TIT0261 | 250 | 1P |  | 1.0 |  | FL2 | GREY | OVE |  |  | 30 |  | 7.3 | 10.4 | TEMPERATURE TRANSMITTER | KLAT-TIT-0261 | KLAT-MZD | T1 | M20S16 |  | HOLD | JUNCTION BOX | KLAT-IJB-0407 | KLAT-MZD | T1 | M20S16 |  | HOLD |  |  |  | PTSC M&C | PTSC M&C - Onshore
210 | KLAT-I-TIT0266 | 250 | 1P |  | 1.0 |  | FL2 | GREY | OVE |  |  | 30 |  | 7.3 | 10.4 | TEMPERATURE TRANSMITTER | KLAT-TIT-0266 | KLAT-MZD | T1 | M20S16 |  | HOLD | JUNCTION BOX | KLAT-IJB-0407 | KLAT-MZD | T1 | M20S16 |  | HOLD |  |  |  | PTSC M&C | PTSC M&C - Onshore
211 | KLAT-I-TIT0271 | 250 | 1P |  | 1.0 |  | FL2 | GREY | OVE |  |  | 30 |  | 7.3 | 10.4 | TEMPERATURE TRANSMITTER | KLAT-TIT-0271 | KLAT-MZD | T1 | M20S16 |  | HOLD | JUNCTION BOX | KLAT-IJB-0407 | KLAT-MZD | T1 | M20S16 |  | HOLD |  |  |  | PTSC M&C | PTSC M&C - Onshore
212 | KLAT-I-TIT0276 | 250 | 1P |  | 1.0 |  | FL2 | GREY | OVE |  |  | 30 |  | 7.3 | 10.4 | TEMPERATURE TRANSMITTER | KLAT-TIT-0276 | KLAT-MZD | T1 | M20S16 |  | HOLD | JUNCTION BOX | KLAT-IJB-0407 | KLAT-MZD | T1 | M20S16 |  | HOLD |  |  |  | PTSC M&C | PTSC M&C - Onshore
213 | KLAT-I-TIT0281 | 250 | 1P |  | 1.0 |  | FL2 | GREY | OVE |  |  | 30 |  | 7.3 | 10.4 | TEMPERATURE TRANSMITTER | KLAT-TIT-0281 | KLAT-MZD | T1 | M20S16 |  | HOLD | JUNCTION BOX | KLAT-IJB-0407 | KLAT-MZD | T1 | M20S16 |  | HOLD |  |  |  | PTSC M&C | PTSC M&C - Onshore
214 | KLAT-I-TIT0286 | 250 | 1P |  | 1.0 |  | FL2 | GREY | OVE |  |  | 30 |  | 7.3 | 10.4 | TEMPERATURE TRANSMITTER | KLAT-TIT-0286 | KLAT-MZD | T1 | M20S16 |  | HOLD | JUNCTION BOX | KLAT-IJB-0407 | KLAT-MZD | T1 | M20S16 |  | HOLD |  |  |  | PTSC M&C | PTSC M&C - Onshore
215 | KLAT-I-TIT0291 | 250 | 1P |  | 1.0 |  | FL2 | GREY | OVE |  |  | 30 |  | 7.3 | 10.4 | TEMPERATURE TRANSMITTER | KLAT-TIT-0291 | KLAT-MZD | T1 | M20S16 |  | HOLD | JUNCTION BOX | KLAT-IJB-0407 | KLAT-MZD | T1 | M20S16 |  | HOLD |  |  |  | PTSC M&C | PTSC M&C - Onshore
216 | KLAT-I-TIT0296 | 250 | 1P |  | 1.0 |  | FL2 | GREY | OVE |  |  | 30 |  | 7.3 | 10.4 | TEMPERATURE TRANSMITTER | KLAT-TIT-0296 | KLAT-MZD | T1 | M20S16 |  | HOLD | JUNCTION BOX | KLAT-IJB-0407 | KLAT-MZD | T1 | M20S16 |  | HOLD |  |  |  | PTSC M&C | PTSC M&C - Onshore
217 | KLAT-I-IJB0408 | 250 | 24P |  | 1.0 |  | FL2 | GREY | OVE |  |  | 60 |  | 26.5 | 30.6 | JUNCTION BOX | KLAT-IJB-0408 | KLAT-MZD | T1 | M40 |  | HOLD | PCS MARSHALLING CABINET | HOLD 1 | KLAT-EIR | T1 | M40 |  | HOLD |  |  |  | PTSC M&C | PTSC M&C - Onshore
218 | KLAT-I-BZSO/C0601 | 250 | 2P |  | 1.0 |  | FL2 | GREY | OVE |  |  | 30 |  | 10.8 | 14 | OPEN & CLOSE LIMIT SWITCH VALVE | KLAT-BZSO/BZSC-0601 | KLAT-MZD | T1 | M20S |  | HOLD | JUNCTION BOX | KLAT-IJB-0408 | KLAT-MZD | T1 | M20S |  | HOLD |  |  |  | PTSC M&C | PTSC M&C - Onshore
219 | KLAT-I-BZSO/C0801 | 250 | 2P |  | 1.0 |  | FL2 | GREY | OVE |  |  | 30 |  | 10.8 | 14 | OPEN & CLOSE LIMIT SWITCH VALVE | KLAT-BZSO/BZSC-0801 | KLAT-MZD | T1 | M20S |  | HOLD | JUNCTION BOX | KLAT-IJB-0408 | KLAT-MZD | T1 | M20S |  | HOLD |  |  |  | PTSC M&C | PTSC M&C - Onshore
220 | KLAT-I-SZSO/C3801 | 250 | 2P |  | 1.0 |  | FL2 | GREY | OVE |  |  | 30 |  | 10.8 | 14 | OPEN & CLOSE LIMIT SWITCH VALVE | KLAT-SZSO/SZSC-3801 | KLAT-MZD | T1 | M20S |  | HOLD | JUNCTION BOX | KLAT-IJB-0408 | KLAT-MZD | T1 | M20S |  | HOLD |  |  |  | PTSC M&C | PTSC M&C - Onshore
221 | KLAT-I-SZSO/C4002 | 250 | 2P |  | 1.0 |  | FL2 | GREY | OVE |  |  | 30 |  | 10.8 | 14 | OPEN & CLOSE LIMIT SWITCH VALVE | KLAT-SZSO/SZSC-4002 | KLAT-MZD | T1 | M20S |  | HOLD | JUNCTION BOX | KLAT-IJB-0408 | KLAT-MZD | T1 | M20S |  | HOLD |  |  |  | PTSC M&C | PTSC M&C - Onshore
222 | KLAT-I-XZSO/C0622 | 250 | 2P |  | 1.0 |  | FL2 | GREY | OVE |  |  | 30 |  | 10.8 | 14 | OPEN & CLOSE LIMIT SWITCH VALVE | KLAT-XZSO/XZSC-0622 | KLAT-MZD | T1 | M20S |  | HOLD | JUNCTION BOX | KLAT-IJB-0408 | KLAT-MZD | T1 | M20S |  | HOLD |  |  |  | PTSC M&C | PTSC M&C - Onshore
223 | KLAT-I-XZSO/C0623 | 250 | 2P |  | 1.0 |  | FL2 | GREY | OVE |  |  | 30 |  | 10.8 | 14 | OPEN & CLOSE LIMIT SWITCH VALVE | KLAT-XZSO/XZSC-0623 | KLAT-MZD | T1 | M20S |  | HOLD | JUNCTION BOX | KLAT-IJB-0408 | KLAT-MZD | T1 | M20S |  | HOLD |  |  |  | PTSC M&C | PTSC M&C - Onshore
224 | KLAT-I-XZSO/C0624 | 250 | 2P |  | 1.0 |  | FL2 | GREY | OVE |  |  | 30 |  | 10.8 | 14 | OPEN & CLOSE LIMIT SWITCH VALVE | KLAT-XZSO/XZSC-0624 | KLAT-MZD | T1 | M20S |  | HOLD | JUNCTION BOX | KLAT-IJB-0408 | KLAT-MZD | T1 | M20S |  | HOLD |  |  |  | PTSC M&C | PTSC M&C - Onshore
225 | KLAT-I-XZSO/C0625 | 250 | 2P |  | 1.0 |  | FL2 | GREY | OVE |  |  | 30 |  | 10.8 | 14 | OPEN & CLOSE LIMIT SWITCH VALVE | KLAT-XZSO/XZSC-0625 | KLAT-MZD | T1 | M20S |  | HOLD | JUNCTION BOX | KLAT-IJB-0408 | KLAT-MZD | T1 | M20S |  | HOLD |  |  |  | PTSC M&C | PTSC M&C - Onshore
226 | KLAT-I-XZSO/C0721 | 250 | 2P |  | 1.0 |  | FL2 | GREY | OVE |  |  | 30 |  | 10.8 | 14 | OPEN & CLOSE LIMIT SWITCH VALVE | KLAT-XZSO/XZSC-0721 | KLAT-MZD | T1 | M20S |  | HOLD | JUNCTION BOX | KLAT-IJB-0408 | KLAT-MZD | T1 | M20S |  | HOLD |  |  |  | PTSC M&C | PTSC M&C - Onshore
227 | KLAT-I-FS4701 | 250 | 1P |  | 1.0 |  | FL2 | GREY | OVE |  |  | 30 |  | 7.3 | 10.4 | FLOW SWITCH | KLAT-FS-4701 | KLAT-MZD | T1 | M20S16 |  | HOLD | JUNCTION BOX | KLAT-IJB-0408 | KLAT-MZD | T1 | M20S16 |  | HOLD |  |  |  | PTSC M&C | PTSC M&C - Onshore
228 | KLAT-I-IJB0409-1 | 250 | 8P |  | 1.0 |  | FL2 | GREY | OVE |  |  | 60 |  | 16.3 | 19.8 | JUNCTION BOX | KLAT-IJB-0409 | KLAT-MZD | T1 | M25S |  | HOLD | PCS MARSHALLING CABINET | HOLD 1 | KLAT-EIR | T1 | M25S |  | HOLD |  |  |  | PTSC M&C | PTSC M&C - Onshore
229 | KLAT-I-XPI3301 | 250 | 1P |  | 1.0 |  | FL2 | GREY | OVE |  |  | 30 |  | 7.3 | 10.4 | PIG DETECTOR - NON INTRUSIVE | KLAT-XPI-3301 | KLAT-MZD | T1 | M20S16 |  | HOLD | JUNCTION BOX | KLAT-IJB-0409 | KLAT-MZD | T1 | M20S16 |  | HOLD |  |  |  | PTSC M&C | PTSC M&C - Onshore
230 | KLAT-I-XPI3201 | 250 | 1P |  | 1.0 |  | FL2 | GREY | OVE |  |  | 30 |  | 7.3 | 10.4 | PIG DETECTOR - NON INTRUSIVE | KLAT-XPI-3201 | KLAT-MZD | T1 | M20S16 |  | HOLD | JUNCTION BOX | KLAT-IJB-0409 | KLAT-MZD | T1 | M20S16 |  | HOLD |  |  |  | PTSC M&C | PTSC M&C - Onshore
231 | KLAT-I-XPI3302 | 250 | 1P |  | 1.0 |  | FL2 | GREY | OVE |  |  | 30 |  | 7.3 | 10.4 | PIG DETECTOR - NON INTRUSIVE | KLAT-XPI-3302 | KLAT-MZD | T1 | M20S16 |  | HOLD | JUNCTION BOX | KLAT-IJB-0409 | KLAT-MZD | T1 | M20S16 |  | HOLD |  |  |  | PTSC M&C | PTSC M&C - Onshore |  |  | FUTURE
232 | KLAT-I-XPI3202 | 250 | 1P |  | 1.0 |  | FL2 | GREY | OVE |  |  | 30 |  | 7.3 | 10.4 | PIG DETECTOR - NON INTRUSIVE | KLAT-XPI-3202 | KLAT-MZD | T1 | M20S16 |  | HOLD | JUNCTION BOX | KLAT-IJB-0409 | KLAT-MZD | T1 | M20S16 |  | HOLD |  |  |  | PTSC M&C | PTSC M&C - Onshore |  |  | FUTURE
233 | KLAT-I-XPI3203 | 250 | 1P |  | 1.0 |  | FL2 | GREY | OVE |  |  | 30 |  | 7.3 | 10.4 | PIG DETECTOR - NON INTRUSIVE | KLAT-XPI-3203 | KLAT-MZD | T1 | M20S16 |  | HOLD | JUNCTION BOX | KLAT-IJB-0409 | KLAT-MZD | T1 | M20S16 |  | HOLD |  |  |  | PTSC M&C | PTSC M&C - Onshore |  |  | FUTURE
234 | KLAT-I-XPI3204 | 250 | 1P |  | 1.0 |  | FL2 | GREY | OVE |  |  | 30 |  | 7.3 | 10.4 | PIG DETECTOR - NON INTRUSIVE | KLAT-XPI-3204 | KLAT-MZD | T1 | M20S16 |  | HOLD | JUNCTION BOX | KLAT-IJB-0409 | KLAT-MZD | T1 | M20S16 |  | HOLD |  |  |  | PTSC M&C | PTSC M&C - Onshore |  |  | FUTURE
235 | KLAT-IJB-0409-2 | 0.6/1K | 19C |  | 1.5 |  | FL9 | GREY | - |  |  | 60 |  | 21.2 | 25.1 | JUNCTION BOX | KLAT-IJB-0409 | KLAT-MZD | T1 | M32 |  | HOLD | PCS MARSHALLING CABINET | HOLD 1 | KLAT-EIR | T1 | M32 |  | HOLD |  |  |  | PTSC M&C | PTSC M&C - Onshore
236 | KLAT-I-XPI3301P | 0.6/1K | 2C |  | 1.5 |  | FL9 | GREY | - |  |  | 30 |  | 9.5 | 12.8 | PIG DETECTOR - NON INTRUSIVE | KLAT-XPI-3301-P | KLAT-MZD | T1 | M20S |  | HOLD | JUNCTION BOX | KLAT-IJB-0409 | KLAT-MZD | T1 | M20S |  | HOLD |  |  |  | PTSC M&C | PTSC M&C - Onshore
237 | KLAT-I-XPI3201P | 0.6/1K | 2C |  | 1.5 |  | FL9 | GREY | - |  |  | 30 |  | 9.5 | 12.8 | PIG DETECTOR - NON INTRUSIVE | KLAT-XPI-3201-P | KLAT-MZD | T1 | M20S |  | HOLD | JUNCTION BOX | KLAT-IJB-0409 | KLAT-MZD | T1 | M20S |  | HOLD |  |  |  | PTSC M&C | PTSC M&C - Onshore
238 | KLAT-I-XPI3302P | 0.6/1K | 2C |  | 1.5 |  | FL9 | GREY | - |  |  | 30 |  | 9.5 | 12.8 | PIG DETECTOR - NON INTRUSIVE | KLAT-XPI-3302-P | KLAT-MZD | T1 | M20S |  | HOLD | JUNCTION BOX | KLAT-IJB-0409 | KLAT-MZD | T1 | M20S |  | HOLD |  |  |  | PTSC M&C | PTSC M&C - Onshore |  |  | FUTURE
239 | KLAT-I-XPI3202P | 0.6/1K | 2C |  | 1.5 |  | FL9 | GREY | - |  |  | 30 |  | 9.5 | 12.8 | PIG DETECTOR - NON INTRUSIVE | KLAT-XPI-3202-P | KLAT-MZD | T1 | M20S |  | HOLD | JUNCTION BOX | KLAT-IJB-0409 | KLAT-MZD | T1 | M20S |  | HOLD |  |  |  | PTSC M&C | PTSC M&C - Onshore |  |  | FUTURE
240 | KLAT-I-XPI3203P | 0.6/1K | 2C |  | 1.5 |  | FL9 | GREY | - |  |  | 30 |  | 9.5 | 12.8 | PIG DETECTOR - NON INTRUSIVE | KLAT-XPI-3203-P | KLAT-MZD | T1 | M20S |  | HOLD | JUNCTION BOX | KLAT-IJB-0409 | KLAT-MZD | T1 | M20S |  | HOLD |  |  |  | PTSC M&C | PTSC M&C - Onshore |  |  | FUTURE
241 | KLAT-I-XPI3204P | 0.6/1K | 2C |  | 1.5 |  | FL9 | GREY | - |  |  | 30 |  | 9.5 | 12.8 | PIG DETECTOR - NON INTRUSIVE | KLAT-XPI-3204-P | KLAT-MZD | T1 | M20S |  | HOLD | JUNCTION BOX | KLAT-IJB-0409 | KLAT-MZD | T1 | M20S |  | HOLD |  |  |  | PTSC M&C | PTSC M&C - Onshore |  |  | FUTURE
242 | KLAT-I-PK5301-1 | 250 | 8P |  | 1.0 |  | FL2 | GREY | OVE |  |  | 60 |  | 16.3 | 19.8 | CHEMICAL INJECTION SKID | KLAT-PK-5301 | KLAT-CD | T1 | M25S |  | HOLD | PCS MARSHALLING CABINET | HOLD 1 | KLAT-EIR | T1 | M25S |  | HOLD |  |  |  | PTSC M&C | PTSC M&C - Onshore
243 | KLAT-I-BCB6201A-1 | 250 | 2P |  | 1.0 |  | FL2 | GREY | OVE |  |  | 60 |  | 10.8 | 14 | BATTERY BREAKER BOX | KLAT-BCB-6201A | KLAT-CD | T1 | M20S |  | HOLD | PCS MARSHALLING CABINET | HOLD 1 | KLAT-EIR | T1 | M20S |  | HOLD |  |  |  | PTSC M&C | PTSC M&C - Onshore
244 | KLAT-I-BCB6201B-1 | 250 | 2P |  | 1.0 |  | FL2 | GREY | OVE |  |  | 60 |  | 10.8 | 14 | BATTERY BREAKER BOX | KLAT-BCB-6201B | KLAT-CD | T1 | M20S |  | HOLD | PCS MARSHALLING CABINET | HOLD 1 | KLAT-EIR | T1 | M20S |  | HOLD |  |  |  | PTSC M&C | PTSC M&C - Onshore
245 | KLAT-I-BCB6202A-1 | 250 | 2P |  | 1.0 |  | FL2 | GREY | OVE |  |  | 60 |  | 10.8 | 14 | BATTERY BREAKER BOX | KLAT-BCB-6202A | KLAT-CD | T1 | M20S |  | HOLD | PCS MARSHALLING CABINET | HOLD 1 | KLAT-EIR | T1 | M20S |  | HOLD |  |  |  | PTSC M&C | PTSC M&C - Onshore
246 | KLAT-I-BCB6202B-1 | 250 | 2P |  | 1.0 |  | FL2 | GREY | OVE |  |  | 60 |  | 10.8 | 14 | BATTERY BREAKER BOX | KLAT-BCB-6202B | KLAT-CD | T1 | M20S |  | HOLD | PCS MARSHALLING CABINET | HOLD 1 | KLAT-EIR | T1 | M20S |  | HOLD |  |  |  | PTSC M&C | PTSC M&C - Onshore
247 | KLAT-I-PK0801-1 |  | 4Pr |  | 23AWG |  | ETH2 | BLACK | IND & OVE |  |  | 60 |  | 8.3 | 11.4 | GAS CHROMATOGRAPH SKID | KLAT-PK-0801 | KLAT-CD | T1 | M20S |  | HOLD | PCS SYSTEM CABINET | HOLD 1 | KLAT-EIR | T1 | M20S |  | HOLD |  |  |  | PTSC M&C | PTSC M&C - Onshore
248 | KLAT-I-NACP8701-1 |  | RS485 |  | RS485 |  | RS485 | BLACK | IND & OVE |  |  | 60 |  | 8.3 | 11.4 | NAVIGATIONAL AIDS - CENTRAL CONTROL PANEL | KLAT-NACP-8701 | KLAT-EIR | T1 | M20S |  | HOLD | PCS SYSTEM CABINET | HOLD 1 | KLAT-EIR | T1 | M20S |  | HOLD |  |  |  | PTSC M&C | PTSC M&C - Onshore
249 | KLAT-I-NACP8701-2 | 250 | 8P |  | 1.0 |  | FL2 | GREY | OVE |  |  | 60 |  | 16.3 | 19.8 | NAVIGATIONAL AIDS - CENTRAL CONTROL PANEL | KLAT-NACP-8701 | KLAT-CD | T1 | M25S |  | HOLD | PCS MARSHALLING CABINET | HOLD 1 | KLAT-EIR | T1 | M25S |  | HOLD |  |  |  | PTSC M&C | PTSC M&C - Onshore
250 | KLAT-I-PK0701-1 |  | 4Pr |  | 23AWG |  | ETH2 | BLACK | IND & OVE |  |  | 60 |  | 8.3 | 11.4 | BOOSTER COMPRESSOR | KLAT-PK-0701 | KLAT-CD | T1 | M20S |  | HOLD | PCS SYSTEM CABINET | HOLD 1 | KLAT-EIR | T1 | M20S |  | HOLD |  |  |  | PTSC M&C | PTSC M&C - Onshore
251 | KLAT-I-PK0701-2 | 250 | 8P |  | 1.0 |  | FL2 | GREY | OVE |  |  | 60 |  | 16.3 | 19.8 | BOOSTER COMPRESSOR | KLAT-PK-0701 | KLAT-CD | T1 | M25S |  | HOLD | PCS MARSHALLING CABINET | HOLD 1 | KLAT-EIR | T1 | M25S |  | HOLD |  |  |  | PTSC M&C | PTSC M&C - Onshore
252 | KLAT-I-PK0701-3 | 250 | 4P |  | 1.0 |  | FL2 | GREY | OVE |  |  | 60 |  | 12.6 | 15.8 | BOOSTER COMPRESSOR | KLAT-PK-0701 | KLAT-CD | T1 | M20 |  | HOLD | PCS MARSHALLING CABINET | HOLD 1 | KLAT-EIR | T1 | M20 |  | HOLD |  |  |  | PTSC M&C | PTSC M&C - Onshore
253 | KLAT-I-CO6201-1 |  | RS485 |  | RS485 |  | RS485 | BLACK | IND & OVE |  |  | 60 |  | 8.3 | 11.4 | 24VDC AC/DC CONVERTER | KLAT-CO-6201 | KLAT-CD | T1 | M20S |  | HOLD | PCS SYSTEM CABINET | HOLD 1 | KLAT-EIR | T1 | M20S |  | HOLD |  |  |  | PTSC M&C | PTSC M&C - Onshore
254 | KLAT-I-CO6201-2 | 250 | 4P |  | 1.0 |  | FL2 | GREY | OVE |  |  | 60 |  | 12.6 | 15.8 | 24VDC AC/DC CONVERTER | KLAT-CO-6201 | KLAT-EIR | T1 | M20 |  | HOLD | PCS MARSHALLING CABINET | HOLD 1 | KLAT-EIR | T1 | M20 |  | HOLD |  |  |  | PTSC M&C | PTSC M&C - Onshore
255 | KLAT-I-CO6202-1 |  | RS485 |  | RS485 |  | RS485 | BLACK | IND & OVE |  |  | 60 |  | 8.3 | 11.4 | 24VDC AC/DC CONVERTER | KLAT-CO-6202 | KLAT-CD | T1 | M20S |  | HOLD | PCS SYSTEM CABINET | HOLD 1 | KLAT-EIR | T1 | M20S |  | HOLD |  |  |  | PTSC M&C | PTSC M&C - Onshore
256 | KLAT-I-CO6202-2 | 250 | 4P |  | 1.0 |  | FL2 | GREY | OVE |  |  | 60 |  | 12.6 | 15.8 | 24VDC AC/DC CONVERTER | KLAT-CO-6202 | KLAT-EIR | T1 | M20 |  | HOLD | PCS MARSHALLING CABINET | HOLD 1 | KLAT-EIR | T1 | M20 |  | HOLD |  |  |  | PTSC M&C | PTSC M&C - Onshore
257 | KLAT-I-MDR7301-1 | 250 | 2P |  | 1.0 |  | FL2 | GREY | OVE |  |  | 60 |  | 10.8 | 14 | MICROWAVE DIGITAL RADIO SYSTEM | KLAT-MDR-7301 | KLAT-EIR | T1 | M20S |  | HOLD | PCS MARSHALLING CABINET | HOLD 1 | KLAT-EIR | T1 | M20S |  | HOLD |  |  |  | PTSC M&C | PTSC M&C - Onshore
258 | KLAT-I-DDP6201-1 | 250 | 8P |  | 1.0 |  | FL2 | GREY | OVE |  |  | 60 |  | 16.3 | 19.8 | 24VDC DISTRIBUTION PANEL | KLAT-DDP-6201 | KLAT-EIR | T1 | M25S |  | HOLD | PCS MARSHALLING CABINET | HOLD 1 | KLAT-EIR | T1 | M25S |  | HOLD |  |  |  | PTSC M&C | PTSC M&C - Onshore
259 | KLAT-I-DE6002-1 |  | 4Pr |  | 23AWG |  | ETH2 | BLACK | IND & OVE |  |  | 60 |  | 8.3 | 11.4 | DIESEL ENGINE GENERATOR | KLAT-DE-6002 | KLAT-MZD | T1 | M20S |  | HOLD | PCS SYSTEM CABINET | HOLD 1 | KLAT-EIR | T1 | M20S |  | HOLD |  |  |  | PTSC M&C | PTSC M&C - Onshore
260 | KLAT-I-DE6002-2 | 250 | 4P |  | 1.0 |  | FL2 | GREY | OVE |  |  | 60 |  | 12.6 | 15.8 | DIESEL ENGINE GENERATOR | KLAT-DE-6002 | KLAT-MZD | T1 | M20 |  | HOLD | PCS MARSHALLING CABINET | HOLD 1 | KLAT-EIR | T1 | M20 |  | HOLD |  |  |  | PTSC M&C | PTSC M&C - Onshore
261 | KLAT-I-DE6002-3 | 250 | 8P |  | 1.0 |  | FL2 | GREY | OVE |  |  | 60 |  | 16.3 | 19.8 | DIESEL ENGINE GENERATOR | KLAT-DE-6002 | KLAT-MZD | T1 | M25S |  | HOLD | PCS MARSHALLING CABINET | HOLD 1 | KLAT-EIR | T1 | M25S |  | HOLD |  |  |  | PTSC M&C | PTSC M&C - Onshore
262 | KLAT-I-GE6001-1 |  | 4Pr |  | 23AWG |  | ETH2 | BLACK | IND & OVE |  |  | 60 |  | 8.3 | 11.4 | GAS ENGINE GENERATOR | KLAT-GE-6001 | KLAT-MZD | T1 | M20S |  | HOLD | PCS SYSTEM CABINET | HOLD 1 | KLAT-EIR | T1 | M20S |  | HOLD |  |  |  | PTSC M&C | PTSC M&C - Onshore
263 | KLAT-I-GE6001-2 | 250 | 2P |  | 1.0 |  | FL2 | GREY | OVE |  |  | 60 |  | 10.8 | 14 | GAS ENGINE GENERATOR | KLAT-GE-6001 | KLAT-MZD | T1 | M20S |  | HOLD | PCS MARSHALLING CABINET | HOLD 1 | KLAT-EIR | T1 | M20S |  | HOLD |  |  |  | PTSC M&C | PTSC M&C - Onshore
264 | KLAT-I-GE6001-3 | 250 | 8P |  | 1.0 |  | FL2 | GREY | OVE |  |  | 60 |  | 16.3 | 19.8 | GAS ENGINE GENERATOR | KLAT-GE-6001 | KLAT-MZD | T1 | M25S |  | HOLD | PCS MARSHALLING CABINET | HOLD 1 | KLAT-EIR | T1 | M25S |  | HOLD |  |  |  | PTSC M&C | PTSC M&C - Onshore
265 | KLAT-I-ADP6501-1 | 250 | 12P |  | 1.0 |  | FL2 | GREY | OVE |  |  | 60 |  | 19.6 | 23.3 | 400VAC INCOMING PANEL | KLAT-ADP-6501 | KLAT-EIR | T1 | M25 |  | HOLD | PCS MARSHALLING CABINET | HOLD 1 | KLAT-EIR | T1 | M25 |  | HOLD |  |  |  | PTSC M&C | PTSC M&C - Onshore
266 | KLAT-I-ADP6501-2 | 250 | 8P |  | 1.0 |  | FL2 | GREY | OVE |  |  | 60 |  | 16.3 | 19.8 | 400VAC INCOMING PANEL | KLAT-ADP-6501 | KLAT-EIR | T1 | M25S |  | HOLD | PCS MARSHALLING CABINET | HOLD 1 | KLAT-EIR | T1 | M25S |  | HOLD |  |  |  | PTSC M&C | PTSC M&C - Onshore
267 | KLAT-I-ADP6601-1 | 250 | 4P |  | 1.0 |  | FL2 | GREY | OVE |  |  | 60 |  | 12.6 | 15.8 | 400/230VAC DISTRIBUTION PANEL | KLAT-ADP-6601 | KLAT-EIR | T1 | M20 |  | HOLD | PCS MARSHALLING CABINET | HOLD 1 | KLAT-EIR | T1 | M20 |  | HOLD |  |  |  | PTSC M&C | PTSC M&C - Onshore
II | SDS CABLES
268 | KLAT-I-XJB0201-1 | 250 | 4P |  | 1.0 |  | FR2 | ORANGE | OVE |  |  | 60 |  | 17.2 | 21.5 | JUNCTION BOX | KLAT-XJB-0201 | KLAT-SCD | T1 | M25 |  | HOLD | SDS & FGS MARSHALLING CABINET | HOLD 1 | KLAT-EIR | T1 | M25 |  | HOLD |  |  |  | PTSC M&C | PTSC M&C - Onshore
269 | KLAT-I-ESD7101 | 250 | 1P |  | 1.0 |  | FR2 | ORANGE | OVE |  |  | 30 |  | 9.8 | 13.3 | EMERGENCY STATION PUSH BUTTON | KLAT-ESD-7101 | KLAT-SCD | T1 | M20S |  | HOLD | JUNCTION BOX | KLAT-XJB-0201 | KLAT-SCD | T1 | M20S |  | HOLD |  |  |  | PTSC M&C | PTSC M&C - Onshore
270 | KLAT-I-ESD7102 | 250 | 1P |  | 1.0 |  | FR2 | ORANGE | OVE |  |  | 30 |  | 9.8 | 13.3 | EMERGENCY STATION PUSH BUTTON | KLAT-ESD-7102 | KLAT-SCD | T1 | M20S |  | HOLD | JUNCTION BOX | KLAT-XJB-0201 | KLAT-SCD | T1 | M20S |  | HOLD |  |  |  | PTSC M&C | PTSC M&C - Onshore
271 | KLAT-I-XJB0201-02 | 0.6/1K | 37C |  | 1.5 |  | FR9 | ORANGE | - |  |  | 60 |  | 35.7 | 40.7 | JUNCTION BOX | KLAT-XJB-0201 | KLAT-SCD | T1 | M50S |  | HOLD | SDS & FGS MARSHALLING CABINET | HOLD 1 | KLAT-EIR | T1 | M50S |  | HOLD |  |  |  | PTSC M&C | PTSC M&C - Onshore
272 | KLAT-I-SXSV0801 | 0.6/1K | 2C |  | 1.5 |  | FR9 | ORANGE | - |  |  | 30 |  | 11.8 | 15.4 | S/D VALVE-SOLENOID | KLAT-SXSV-0801 | KLAT-SCD | T1 | M20 |  | HOLD | JUNCTION BOX | KLAT-XJB-0201 | KLAT-SCD | T1 | M20 |  | HOLD |  |  |  | PTSC M&C | PTSC M&C - Onshore
273 | KLAT-I-SXSV0802 | 0.6/1K | 2C |  | 1.5 |  | FR9 | ORANGE | - |  |  | 30 |  | 11.8 | 15.4 | S/D VALVE-SOLENOID | KLAT-SXSV-0802 | KLAT-SCD | T1 | M20 |  | HOLD | JUNCTION BOX | KLAT-XJB-0201 | KLAT-SCD | T1 | M20 |  | HOLD |  |  |  | PTSC M&C | PTSC M&C - Onshore
274 | KLAT-I-SXSV0803 | 0.6/1K | 2C |  | 1.5 |  | FR9 | ORANGE | - |  |  | 30 |  | 11.8 | 15.4 | S/D VALVE-SOLENOID | KLAT-SXSV-0803 | KLAT-SCD | T1 | M20 |  | HOLD | JUNCTION BOX | KLAT-XJB-0201 | KLAT-SCD | T1 | M20 |  | HOLD |  |  |  | PTSC M&C | PTSC M&C - Onshore
275 | KLAT-I-SXSV4002 | 0.6/1K | 2C |  | 1.5 |  | FR9 | ORANGE | - |  |  | 30 |  | 11.8 | 15.4 | S/D VALVE-SOLENOID | KLAT-SXSV-4002 | KLAT-SCD | T1 | M20 |  | HOLD | JUNCTION BOX | KLAT-XJB-0201 | KLAT-SCD | T1 | M20 |  | HOLD |  |  |  | PTSC M&C | PTSC M&C - Onshore
276 | KLAT-I-XXSV4001 | 0.6/1K | 2C |  | 1.5 |  | FR9 | ORANGE | - |  |  | 30 |  | 11.8 | 15.4 | ON/OFF VALVE-SOLENOID | KLAT-XXSV-4001 | KLAT-SCD | T1 | M20 |  | HOLD | JUNCTION BOX | KLAT-XJB-0201 | KLAT-SCD | T1 | M20 |  | HOLD |  |  |  | PTSC M&C | PTSC M&C - Onshore
277 | KLAT-I-XXSV4003 | 0.6/1K | 2C |  | 1.5 |  | FR9 | ORANGE | - |  |  | 30 |  | 11.8 | 15.4 | ON/OFF VALVE-SOLENOID | KLAT-XXSV-4003 | KLAT-SCD | T1 | M20 |  | HOLD | JUNCTION BOX | KLAT-XJB-0201 | KLAT-SCD | T1 | M20 |  | HOLD |  |  |  | PTSC M&C | PTSC M&C - Onshore
278 | KLAT-I-XXSV4004 | 0.6/1K | 2C |  | 1.5 |  | FR9 | ORANGE | - |  |  | 30 |  | 11.8 | 15.4 | ON/OFF VALVE-SOLENOID | KLAT-XXSV-4004 | KLAT-SCD | T1 | M20 |  | HOLD | JUNCTION BOX | KLAT-XJB-0201 | KLAT-SCD | T1 | M20 |  | HOLD |  |  |  | PTSC M&C | PTSC M&C - Onshore
279 | KLAT-I-XXSV4102 | 0.6/1K | 2C |  | 1.5 |  | FR9 | ORANGE | - |  |  | 30 |  | 11.8 | 15.4 | ON/OFF VALVE-SOLENOID | KLAT-XXSV-4102 | KLAT-SCD | T1 | M20 |  | HOLD | JUNCTION BOX | KLAT-XJB-0201 | KLAT-SCD | T1 | M20 |  | HOLD |  |  |  | PTSC M&C | PTSC M&C - Onshore
280 | KLAT-I-SXSV0804 | 0.6/1K | 2C |  | 1.5 |  | FR9 | ORANGE | - |  |  | 30 |  | 11.8 | 15.4 | S/D VALVE-SOLENOID | KLAT-SXSV-0804 | KLAT-SCD | T1 | M20 |  | HOLD | JUNCTION BOX | KLAT-XJB-0201 | KLAT-SCD | T1 | M20 |  | HOLD |  |  |  | PTSC M&C | PTSC M&C - Onshore |  |  | FUTURE
281 | KLAT-I-SXSV0805 | 0.6/1K | 2C |  | 1.5 |  | FR9 | ORANGE | - |  |  | 30 |  | 11.8 | 15.4 | S/D VALVE-SOLENOID | KLAT-SXSV-0805 | KLAT-SCD | T1 | M20 |  | HOLD | JUNCTION BOX | KLAT-XJB-0201 | KLAT-SCD | T1 | M20 |  | HOLD |  |  |  | PTSC M&C | PTSC M&C - Onshore |  |  | FUTURE
282 | KLAT-I-SXSV0806 | 0.6/1K | 2C |  | 1.5 |  | FR9 | ORANGE | - |  |  | 30 |  | 11.8 | 15.4 | S/D VALVE-SOLENOID | KLAT-SXSV-0806 | KLAT-SCD | T1 | M20 |  | HOLD | JUNCTION BOX | KLAT-XJB-0201 | KLAT-SCD | T1 | M20 |  | HOLD |  |  |  | PTSC M&C | PTSC M&C - Onshore |  |  | FUTURE
283 | KLAT-I-SXSV0807 | 0.6/1K | 2C |  | 1.5 |  | FR9 | ORANGE | - |  |  | 30 |  | 11.8 | 15.4 | S/D VALVE-SOLENOID | KLAT-SXSV-0807 | KLAT-SCD | T1 | M20 |  | HOLD | JUNCTION BOX | KLAT-XJB-0201 | KLAT-SCD | T1 | M20 |  | HOLD |  |  |  | PTSC M&C | PTSC M&C - Onshore |  |  | FUTURE
284 | KLAT-I-SXSV0808 | 0.6/1K | 2C |  | 1.5 |  | FR9 | ORANGE | - |  |  | 30 |  | 11.8 | 15.4 | S/D VALVE-SOLENOID | KLAT-SXSV-0808 | KLAT-SCD | T1 | M20 |  | HOLD | JUNCTION BOX | KLAT-XJB-0201 | KLAT-SCD | T1 | M20 |  | HOLD |  |  |  | PTSC M&C | PTSC M&C - Onshore |  |  | FUTURE
285 | KLAT-I-SXSV0809 | 0.6/1K | 2C |  | 1.5 |  | FR9 | ORANGE | - |  |  | 30 |  | 11.8 | 15.4 | S/D VALVE-SOLENOID | KLAT-SXSV-0809 | KLAT-SCD | T1 | M20 |  | HOLD | JUNCTION BOX | KLAT-XJB-0201 | KLAT-SCD | T1 | M20 |  | HOLD |  |  |  | PTSC M&C | PTSC M&C - Onshore |  |  | FUTURE
286 | KLAT-I-SXSV0810 | 0.6/1K | 2C |  | 1.5 |  | FR9 | ORANGE | - |  |  | 30 |  | 11.8 | 15.4 | S/D VALVE-SOLENOID | KLAT-SXSV-0810 | KLAT-SCD | T1 | M20 |  | HOLD | JUNCTION BOX | KLAT-XJB-0201 | KLAT-SCD | T1 | M20 |  | HOLD |  |  |  | PTSC M&C | PTSC M&C - Onshore |  |  | FUTURE
287 | KLAT-I-XJB0301 | 250 | 24P |  | 1.0 |  | FR4 | ORANGE | IND & OVE |  |  | 60 |  | 39.2 | 45 | JUNCTION BOX | KLAT-XJB-0301 | KLAT-CD | T1 | M50 |  | HOLD | SDS & FGS MARSHALLING CABINET | HOLD 1 | KLAT-EIR | T1 | M50 |  | HOLD |  |  |  | PTSC M&C | PTSC M&C - Onshore
288 | KLAT-I-PIT0102 | 250 | 1P |  | 1.0 |  | FR2 | ORANGE | OVE |  |  | 30 |  | 9.8 | 13.3 | PRESSURE TRANSMITTER | KLAT-PIT-0102 | KLAT-CD | T1 | M20S |  | HOLD | SDS & FGS MARSHALLING CABINET | HOLD 1 | KLAT-EIR | T1 | M20S |  | HOLD |  |  |  | PTSC M&C | PTSC M&C - Onshore
289 | KLAT-I-PIT0107 | 250 | 1P |  | 1.0 |  | FR2 | ORANGE | OVE |  |  | 30 |  | 9.8 | 13.3 | PRESSURE TRANSMITTER | KLAT-PIT-0107 | KLAT-CD | T1 | M20S |  | HOLD | SDS & FGS MARSHALLING CABINET | HOLD 1 | KLAT-EIR | T1 | M20S |  | HOLD |  |  |  | PTSC M&C | PTSC M&C - Onshore
290 | KLAT-I-PIT0112 | 250 | 1P |  | 1.0 |  | FR2 | ORANGE | OVE |  |  | 30 |  | 9.8 | 13.3 | PRESSURE TRANSMITTER | KLAT-PIT-0112 | KLAT-CD | T1 | M20S |  | HOLD | SDS & FGS MARSHALLING CABINET | HOLD 1 | KLAT-EIR | T1 | M20S |  | HOLD |  |  |  | PTSC M&C | PTSC M&C - Onshore
291 | KLAT-I-PIT0117 | 250 | 1P |  | 1.0 |  | FR2 | ORANGE | OVE |  |  | 30 |  | 9.8 | 13.3 | PRESSURE TRANSMITTER | KLAT-PIT-0117 | KLAT-CD | T1 | M20S |  | HOLD | SDS & FGS MARSHALLING CABINET | HOLD 1 | KLAT-EIR | T1 | M20S |  | HOLD |  |  |  | PTSC M&C | PTSC M&C - Onshore
292 | KLAT-I-PIT0122 | 250 | 1P |  | 1.0 |  | FR2 | ORANGE | OVE |  |  | 30 |  | 9.8 | 13.3 | PRESSURE TRANSMITTER | KLAT-PIT-0122 | KLAT-CD | T1 | M20S |  | HOLD | SDS & FGS MARSHALLING CABINET | HOLD 1 | KLAT-EIR | T1 | M20S |  | HOLD |  |  |  | PTSC M&C | PTSC M&C - Onshore
293 | KLAT-I-PIT0127 | 250 | 1P |  | 1.0 |  | FR2 | ORANGE | OVE |  |  | 30 |  | 9.8 | 13.3 | PRESSURE TRANSMITTER | KLAT-PIT-0127 | KLAT-CD | T1 | M20S |  | HOLD | SDS & FGS MARSHALLING CABINET | HOLD 1 | KLAT-EIR | T1 | M20S |  | HOLD |  |  |  | PTSC M&C | PTSC M&C - Onshore
294 | KLAT-I-PIT0132 | 250 | 1P |  | 1.0 |  | FR2 | ORANGE | OVE |  |  | 30 |  | 9.8 | 13.3 | PRESSURE TRANSMITTER | KLAT-PIT-0132 | KLAT-CD | T1 | M20S |  | HOLD | SDS & FGS MARSHALLING CABINET | HOLD 1 | KLAT-EIR | T1 | M20S |  | HOLD |  |  |  | PTSC M&C | PTSC M&C - Onshore
295 | KLAT-I-PIT0137 | 250 | 1P |  | 1.0 |  | FR2 | ORANGE | OVE |  |  | 30 |  | 9.8 | 13.3 | PRESSURE TRANSMITTER | KLAT-PIT-0137 | KLAT-CD | T1 | M20S |  | HOLD | SDS & FGS MARSHALLING CABINET | HOLD 1 | KLAT-EIR | T1 | M20S |  | HOLD |  |  |  | PTSC M&C | PTSC M&C - Onshore
296 | KLAT-I-PIT0142 | 250 | 1P |  | 1.0 |  | FR2 | ORANGE | OVE |  |  | 30 |  | 9.8 | 13.3 | PRESSURE TRANSMITTER | KLAT-PIT-0142 | KLAT-CD | T1 | M20S |  | HOLD | SDS & FGS MARSHALLING CABINET | HOLD 1 | KLAT-EIR | T1 | M20S |  | HOLD |  |  |  | PTSC M&C | PTSC M&C - Onshore
297 | KLAT-I-PIT0147 | 250 | 1P |  | 1.0 |  | FR2 | ORANGE | OVE |  |  | 30 |  | 9.8 | 13.3 | PRESSURE TRANSMITTER | KLAT-PIT-0147 | KLAT-CD | T1 | M20S |  | HOLD | SDS & FGS MARSHALLING CABINET | HOLD 1 | KLAT-EIR | T1 | M20S |  | HOLD |  |  |  | PTSC M&C | PTSC M&C - Onshore
298 | KLAT-I-PIT0152 | 250 | 1P |  | 1.0 |  | FR2 | ORANGE | OVE |  |  | 30 |  | 9.8 | 13.3 | PRESSURE TRANSMITTER | KLAT-PIT-0152 | KLAT-CD | T1 | M20S |  | HOLD | SDS & FGS MARSHALLING CABINET | HOLD 1 | KLAT-EIR | T1 | M20S |  | HOLD |  |  |  | PTSC M&C | PTSC M&C - Onshore
299 | KLAT-I-PIT0157 | 250 | 1P |  | 1.0 |  | FR2 | ORANGE | OVE |  |  | 30 |  | 9.8 | 13.3 | PRESSURE TRANSMITTER | KLAT-PIT-0157 | KLAT-CD | T1 | M20S |  | HOLD | SDS & FGS MARSHALLING CABINET | HOLD 1 | KLAT-EIR | T1 | M20S |  | HOLD |  |  |  | PTSC M&C | PTSC M&C - Onshore
300 | KLAT-I-PIT0162 | 250 | 1P |  | 1.0 |  | FR2 | ORANGE | OVE |  |  | 30 |  | 9.8 | 13.3 | PRESSURE TRANSMITTER | KLAT-PIT-0162 | KLAT-CD | T1 | M20S |  | HOLD | SDS & FGS MARSHALLING CABINET | HOLD 1 | KLAT-EIR | T1 | M20S |  | HOLD |  |  |  | PTSC M&C | PTSC M&C - Onshore
301 | KLAT-I-PIT0167 | 250 | 1P |  | 1.0 |  | FR2 | ORANGE | OVE |  |  | 30 |  | 9.8 | 13.3 | PRESSURE TRANSMITTER | KLAT-PIT-0167 | KLAT-CD | T1 | M20S |  | HOLD | SDS & FGS MARSHALLING CABINET | HOLD 1 | KLAT-EIR | T1 | M20S |  | HOLD |  |  |  | PTSC M&C | PTSC M&C - Onshore
302 | KLAT-I-PIT0172 | 250 | 1P |  | 1.0 |  | FR2 | ORANGE | OVE |  |  | 30 |  | 9.8 | 13.3 | PRESSURE TRANSMITTER | KLAT-PIT-0172 | KLAT-CD | T1 | M20S |  | HOLD | SDS & FGS MARSHALLING CABINET | HOLD 1 | KLAT-EIR | T1 | M20S |  | HOLD |  |  |  | PTSC M&C | PTSC M&C - Onshore
303 | KLAT-I-PIT0177 | 250 | 1P |  | 1.0 |  | FR2 | ORANGE | OVE |  |  | 30 |  | 9.8 | 13.3 | PRESSURE TRANSMITTER | KLAT-PIT-0177 | KLAT-CD | T1 | M20S |  | HOLD | SDS & FGS MARSHALLING CABINET | HOLD 1 | KLAT-EIR | T1 | M20S |  | HOLD |  |  |  | PTSC M&C | PTSC M&C - Onshore
304 | KLAT-I-PIT0182 | 250 | 1P |  | 1.0 |  | FR2 | ORANGE | OVE |  |  | 30 |  | 9.8 | 13.3 | PRESSURE TRANSMITTER | KLAT-PIT-0182 | KLAT-CD | T1 | M20S |  | HOLD | SDS & FGS MARSHALLING CABINET | HOLD 1 | KLAT-EIR | T1 | M20S |  | HOLD |  |  |  | PTSC M&C | PTSC M&C - Onshore
305 | KLAT-I-PIT0187 | 250 | 1P |  | 1.0 |  | FR2 | ORANGE | OVE |  |  | 30 |  | 9.8 | 13.3 | PRESSURE TRANSMITTER | KLAT-PIT-0187 | KLAT-CD | T1 | M20S |  | HOLD | SDS & FGS MARSHALLING CABINET | HOLD 1 | KLAT-EIR | T1 | M20S |  | HOLD |  |  |  | PTSC M&C | PTSC M&C - Onshore
306 | KLAT-I-PIT0192 | 250 | 1P |  | 1.0 |  | FR2 | ORANGE | OVE |  |  | 30 |  | 9.8 | 13.3 | PRESSURE TRANSMITTER | KLAT-PIT-0192 | KLAT-CD | T1 | M20S |  | HOLD | SDS & FGS MARSHALLING CABINET | HOLD 1 | KLAT-EIR | T1 | M20S |  | HOLD |  |  |  | PTSC M&C | PTSC M&C - Onshore
307 | KLAT-I-PIT0197 | 250 | 1P |  | 1.0 |  | FR2 | ORANGE | OVE |  |  | 30 |  | 9.8 | 13.3 | PRESSURE TRANSMITTER | KLAT-PIT-0197 | KLAT-CD | T1 | M20S |  | HOLD | SDS & FGS MARSHALLING CABINET | HOLD 1 | KLAT-EIR | T1 | M20S |  | HOLD |  |  |  | PTSC M&C | PTSC M&C - Onshore
308 | KLAT-I-XJB0302 | 0.6/1K | 37C |  | 1.5 |  | FR9 | ORANGE | - |  |  | 60 |  | 35.7 | 40.7 | JUNCTION BOX | KLAT-XJB-0302 | KLAT-CD | T1 | M50S |  | HOLD | SDS & FGS MARSHALLING CABINET | HOLD 1 | KLAT-EIR | T1 | M50S |  | HOLD |  |  |  | PTSC M&C | PTSC M&C - Onshore
309 | KLAT-I-XXSV0601 | 0.6/1K | 2C |  | 1.5 |  | FR9 | ORANGE | - |  |  | 30 |  | 11.8 | 15.4 | ON/OFF VALVE-SOLENOID | KLAT-XXSV-0601 | KLAT-CD | T1 | M20 |  | HOLD | JUNCTION BOX | KLAT-XJB-0302 | KLAT-CD | T1 | M20 |  | HOLD |  |  |  | PTSC M&C | PTSC M&C - Onshore
310 | KLAT-I-XXSV0602 | 0.6/1K | 2C |  | 1.5 |  | FR9 | ORANGE | - |  |  | 30 |  | 11.8 | 15.4 | ON/OFF VALVE-SOLENOID | KLAT-XXSV-0602 | KLAT-CD | T1 | M20 |  | HOLD | JUNCTION BOX | KLAT-XJB-0302 | KLAT-CD | T1 | M20 |  | HOLD |  |  |  | PTSC M&C | PTSC M&C - Onshore
311 | KLAT-I-XXSV0606 | 0.6/1K | 2C |  | 1.5 |  | FR9 | ORANGE | - |  |  | 30 |  | 11.8 | 15.4 | ON/OFF VALVE-SOLENOID | KLAT-XXSV-0606 | KLAT-CD | T1 | M20 |  | HOLD | JUNCTION BOX | KLAT-XJB-0302 | KLAT-CD | T1 | M20 |  | HOLD |  |  |  | PTSC M&C | PTSC M&C - Onshore
312 | KLAT-I-XXSV0607 | 0.6/1K | 2C |  | 1.5 |  | FR9 | ORANGE | - |  |  | 30 |  | 11.8 | 15.4 | ON/OFF VALVE-SOLENOID | KLAT-XXSV-0607 | KLAT-CD | T1 | M20 |  | HOLD | JUNCTION BOX | KLAT-XJB-0302 | KLAT-CD | T1 | M20 |  | HOLD |  |  |  | PTSC M&C | PTSC M&C - Onshore
313 | KLAT-I-XXSV0611 | 0.6/1K | 2C |  | 1.5 |  | FR9 | ORANGE | - |  |  | 30 |  | 11.8 | 15.4 | ON/OFF VALVE-SOLENOID | KLAT-XXSV-0611 | KLAT-CD | T1 | M20 |  | HOLD | JUNCTION BOX | KLAT-XJB-0302 | KLAT-CD | T1 | M20 |  | HOLD |  |  |  | PTSC M&C | PTSC M&C - Onshore
314 | KLAT-I-XXSV0612 | 0.6/1K | 2C |  | 1.5 |  | FR9 | ORANGE | - |  |  | 30 |  | 11.8 | 15.4 | ON/OFF VALVE-SOLENOID | KLAT-XXSV-0612 | KLAT-CD | T1 | M20 |  | HOLD | JUNCTION BOX | KLAT-XJB-0302 | KLAT-CD | T1 | M20 |  | HOLD |  |  |  | PTSC M&C | PTSC M&C - Onshore
315 | KLAT-I-XXSV0617 | 0.6/1K | 2C |  | 1.5 |  | FR9 | ORANGE | - |  |  | 30 |  | 11.8 | 15.4 | ON/OFF VALVE-SOLENOID | KLAT-XXSV-0617 | KLAT-CD | T1 | M20 |  | HOLD | JUNCTION BOX | KLAT-XJB-0302 | KLAT-CD | T1 | M20 |  | HOLD |  |  |  | PTSC M&C | PTSC M&C - Onshore
316 | KLAT-I-XXSV0801 | 0.6/1K | 2C |  | 1.5 |  | FR9 | ORANGE | - |  |  | 30 |  | 11.8 | 15.4 | ON/OFF VALVE-SOLENOID | KLAT-XXSV-0801 | KLAT-CD | T1 | M20 |  | HOLD | JUNCTION BOX | KLAT-XJB-0302 | KLAT-CD | T1 | M20 |  | HOLD |  |  |  | PTSC M&C | PTSC M&C - Onshore
317 | KLAT-I-XXSV0802 | 0.6/1K | 2C |  | 1.5 |  | FR9 | ORANGE | - |  |  | 30 |  | 11.8 | 15.4 | ON/OFF VALVE-SOLENOID | KLAT-XXSV-0802 | KLAT-CD | T1 | M20 |  | HOLD | JUNCTION BOX | KLAT-XJB-0302 | KLAT-CD | T1 | M20 |  | HOLD |  |  |  | PTSC M&C | PTSC M&C - Onshore
318 | KLAT-I-XXSV0806 | 0.6/1K | 2C |  | 1.5 |  | FR9 | ORANGE | - |  |  | 30 |  | 11.8 | 15.4 | ON/OFF VALVE-SOLENOID | KLAT-XXSV-0806 | KLAT-CD | T1 | M20 |  | HOLD | JUNCTION BOX | KLAT-XJB-0302 | KLAT-CD | T1 | M20 |  | HOLD |  |  |  | PTSC M&C | PTSC M&C - Onshore
319 | KLAT-I-XXSV0807 | 0.6/1K | 2C |  | 1.5 |  | FR9 | ORANGE | - |  |  | 30 |  | 11.8 | 15.4 | ON/OFF VALVE-SOLENOID | KLAT-XXSV-0807 | KLAT-CD | T1 | M20 |  | HOLD | JUNCTION BOX | KLAT-XJB-0302 | KLAT-CD | T1 | M20 |  | HOLD |  |  |  | PTSC M&C | PTSC M&C - Onshore
320 | KLAT-I-XXSV0811 | 0.6/1K | 2C |  | 1.5 |  | FR9 | ORANGE | - |  |  | 30 |  | 11.8 | 15.4 | ON/OFF VALVE-SOLENOID | KLAT-XXSV-0811 | KLAT-CD | T1 | M20 |  | HOLD | JUNCTION BOX | KLAT-XJB-0302 | KLAT-CD | T1 | M20 |  | HOLD |  |  |  | PTSC M&C | PTSC M&C - Onshore
321 | KLAT-I-XXSV0812 | 0.6/1K | 2C |  | 1.5 |  | FR9 | ORANGE | - |  |  | 30 |  | 11.8 | 15.4 | ON/OFF VALVE-SOLENOID | KLAT-XXSV-0812 | KLAT-CD | T1 | M20 |  | HOLD | JUNCTION BOX | KLAT-XJB-0302 | KLAT-CD | T1 | M20 |  | HOLD |  |  |  | PTSC M&C | PTSC M&C - Onshore
322 | KLAT-I-XXSV0817 | 0.6/1K | 2C |  | 1.5 |  | FR9 | ORANGE | - |  |  | 30 |  | 11.8 | 15.4 | ON/OFF VALVE-SOLENOID | KLAT-XXSV-0817 | KLAT-CD | T1 | M20 |  | HOLD | JUNCTION BOX | KLAT-XJB-0302 | KLAT-CD | T1 | M20 |  | HOLD |  |  |  | PTSC M&C | PTSC M&C - Onshore
323 | KLAT-I-XJB0303 | 0.6/1K | 37C |  | 1.5 |  | FR9 | ORANGE | - |  |  | 60 |  | 35.7 | 40.7 | JUNCTION BOX | KLAT-XJB-0303 | KLAT-CD | T1 | M50S |  | HOLD | SDS & FGS MARSHALLING CABINET | HOLD 1 | KLAT-EIR | T1 | M50S |  | HOLD |  |  |  | PTSC M&C | PTSC M&C - Onshore
324 | KLAT-I-XXSV0613 | 0.6/1K | 2C |  | 1.5 |  | FR9 | ORANGE | - |  |  | 30 |  | 11.8 | 15.4 | ON/OFF VALVE-SOLENOID | KLAT-XXSV-0613 | KLAT-CD | T1 | M20 |  | HOLD | JUNCTION BOX | KLAT-XJB-0302 | KLAT-CD | T1 | M20 |  | HOLD |  |  |  | PTSC M&C | PTSC M&C - Onshore
325 | KLAT-I-XXSV0614 | 0.6/1K | 2C |  | 1.5 |  | FR9 | ORANGE | - |  |  | 30 |  | 11.8 | 15.4 | ON/OFF VALVE-SOLENOID | KLAT-XXSV-0614 | KLAT-CD | T1 | M20 |  | HOLD | JUNCTION BOX | KLAT-XJB-0302 | KLAT-CD | T1 | M20 |  | HOLD |  |  |  | PTSC M&C | PTSC M&C - Onshore
326 | KLAT-I-XXSV0615 | 0.6/1K | 2C |  | 1.5 |  | FR9 | ORANGE | - |  |  | 30 |  | 11.8 | 15.4 | ON/OFF VALVE-SOLENOID | KLAT-XXSV-0615 | KLAT-CD | T1 | M20 |  | HOLD | JUNCTION BOX | KLAT-XJB-0302 | KLAT-CD | T1 | M20 |  | HOLD |  |  |  | PTSC M&C | PTSC M&C - Onshore
327 | KLAT-I-XXSV0616 | 0.6/1K | 2C |  | 1.5 |  | FR9 | ORANGE | - |  |  | 30 |  | 11.8 | 15.4 | ON/OFF VALVE-SOLENOID | KLAT-XXSV-0616 | KLAT-CD | T1 | M20 |  | HOLD | JUNCTION BOX | KLAT-XJB-0302 | KLAT-CD | T1 | M20 |  | HOLD |  |  |  | PTSC M&C | PTSC M&C - Onshore
328 | KLAT-I-XXSV0618 | 0.6/1K | 2C |  | 1.5 |  | FR9 | ORANGE | - |  |  | 30 |  | 11.8 | 15.4 | ON/OFF VALVE-SOLENOID | KLAT-XXSV-0618 | KLAT-CD | T1 | M20 |  | HOLD | JUNCTION BOX | KLAT-XJB-0302 | KLAT-CD | T1 | M20 |  | HOLD |  |  |  | PTSC M&C | PTSC M&C - Onshore
329 | KLAT-I-XXSV0619 | 0.6/1K | 2C |  | 1.5 |  | FR9 | ORANGE | - |  |  | 30 |  | 11.8 | 15.4 | ON/OFF VALVE-SOLENOID | KLAT-XXSV-0619 | KLAT-CD | T1 | M20 |  | HOLD | JUNCTION BOX | KLAT-XJB-0302 | KLAT-CD | T1 | M20 |  | HOLD |  |  |  | PTSC M&C | PTSC M&C - Onshore
330 | KLAT-I-XXSV0620 | 0.6/1K | 2C |  | 1.5 |  | FR9 | ORANGE | - |  |  | 30 |  | 11.8 | 15.4 | ON/OFF VALVE-SOLENOID | KLAT-XXSV-0620 | KLAT-CD | T1 | M20 |  | HOLD | JUNCTION BOX | KLAT-XJB-0302 | KLAT-CD | T1 | M20 |  | HOLD |  |  |  | PTSC M&C | PTSC M&C - Onshore
331 | KLAT-I-XXSV0813 | 0.6/1K | 2C |  | 1.5 |  | FR9 | ORANGE | - |  |  | 30 |  | 11.8 | 15.4 | ON/OFF VALVE-SOLENOID | KLAT-XXSV-0813 | KLAT-CD | T1 | M20 |  | HOLD | JUNCTION BOX | KLAT-XJB-0302 | KLAT-CD | T1 | M20 |  | HOLD |  |  |  | PTSC M&C | PTSC M&C - Onshore
332 | KLAT-I-XXSV0814 | 0.6/1K | 2C |  | 1.5 |  | FR9 | ORANGE | - |  |  | 30 |  | 11.8 | 15.4 | ON/OFF VALVE-SOLENOID | KLAT-XXSV-0814 | KLAT-CD | T1 | M20 |  | HOLD | JUNCTION BOX | KLAT-XJB-0302 | KLAT-CD | T1 | M20 |  | HOLD |  |  |  | PTSC M&C | PTSC M&C - Onshore
333 | KLAT-I-XXSV0815 | 0.6/1K | 2C |  | 1.5 |  | FR9 | ORANGE | - |  |  | 30 |  | 11.8 | 15.4 | ON/OFF VALVE-SOLENOID | KLAT-XXSV-0815 | KLAT-CD | T1 | M20 |  | HOLD | JUNCTION BOX | KLAT-XJB-0302 | KLAT-CD | T1 | M20 |  | HOLD |  |  |  | PTSC M&C | PTSC M&C - Onshore
334 | KLAT-I-XXSV0816 | 0.6/1K | 2C |  | 1.5 |  | FR9 | ORANGE | - |  |  | 30 |  | 11.8 | 15.4 | ON/OFF VALVE-SOLENOID | KLAT-XXSV-0816 | KLAT-CD | T1 | M20 |  | HOLD | JUNCTION BOX | KLAT-XJB-0302 | KLAT-CD | T1 | M20 |  | HOLD |  |  |  | PTSC M&C | PTSC M&C - Onshore
335 | KLAT-I-XXSV0818 | 0.6/1K | 2C |  | 1.5 |  | FR9 | ORANGE | - |  |  | 30 |  | 11.8 | 15.4 | ON/OFF VALVE-SOLENOID | KLAT-XXSV-0818 | KLAT-CD | T1 | M20 |  | HOLD | JUNCTION BOX | KLAT-XJB-0302 | KLAT-CD | T1 | M20 |  | HOLD |  |  |  | PTSC M&C | PTSC M&C - Onshore
336 | KLAT-I-XXSV0819 | 0.6/1K | 2C |  | 1.5 |  | FR9 | ORANGE | - |  |  | 30 |  | 11.8 | 15.4 | ON/OFF VALVE-SOLENOID | KLAT-XXSV-0819 | KLAT-CD | T1 | M20 |  | HOLD | JUNCTION BOX | KLAT-XJB-0302 | KLAT-CD | T1 | M20 |  | HOLD |  |  |  | PTSC M&C | PTSC M&C - Onshore
337 | KLAT-I-XXSV0820 | 0.6/1K | 2C |  | 1.5 |  | FR9 | ORANGE | - |  |  | 30 |  | 11.8 | 15.4 | ON/OFF VALVE-SOLENOID | KLAT-XXSV-0820 | KLAT-CD | T1 | M20 |  | HOLD | JUNCTION BOX | KLAT-XJB-0302 | KLAT-CD | T1 | M20 |  | HOLD |  |  |  | PTSC M&C | PTSC M&C - Onshore
338 | KLAT-I-XJB03041 | 250 | 4P |  | 1.0 |  | FR2 | ORANGE | OVE |  |  | 60 |  | 17.2 | 21.5 | JUNCTION BOX | KLAT-XJB-0304 | KLAT-CD | T1 | M25 |  | HOLD | SDS & FGS MARSHALLING CABINET | HOLD 1 | KLAT-EIR | T1 | M25 |  | HOLD |  |  |  | PTSC M&C | PTSC M&C - Onshore
339 | KLAT-I-ESD7103 | 250 | 1P |  | 1.0 |  | FR2 | ORANGE | OVE |  |  | 30 |  | 9.8 | 13.3 | EMERGENCY STATION PUSH BUTTON | KLAT-ESD-7103 | KLAT-CD | T1 | M20S |  | HOLD | JUNCTION BOX | KLAT-XJB-0304 | KLAT-CD | T1 | M20S |  | HOLD |  |  |  | PTSC M&C | PTSC M&C - Onshore
340 | KLAT-I-ESD7104 | 250 | 1P |  | 1.0 |  | FR2 | ORANGE | OVE |  |  | 30 |  | 9.8 | 13.3 | EMERGENCY STATION PUSH BUTTON | KLAT-ESD-7104 | KLAT-CD | T1 | M20S |  | HOLD | JUNCTION BOX | KLAT-XJB-0304 | KLAT-CD | T1 | M20S |  | HOLD |  |  |  | PTSC M&C | PTSC M&C - Onshore
341 | KLAT-I-ESD7105 | 250 | 1P |  | 1.0 |  | FR2 | ORANGE | OVE |  |  | 30 |  | 9.8 | 13.3 | EMERGENCY STATION PUSH BUTTON | KLAT-ESD-7105 | KLAT-CD | T1 | M20S |  | HOLD | JUNCTION BOX | KLAT-XJB-0304 | KLAT-CD | T1 | M20S |  | HOLD |  |  |  | PTSC M&C | PTSC M&C - Onshore
342 | KLAT-I-XJB03042 | 0.6/1K | 37C |  | 1.5 |  | FR9 | ORANGE | - |  |  | 60 |  | 35.7 | 40.7 | JUNCTION BOX | KLAT-XJB-0304 | KLAT-CD | T1 | M50S |  | HOLD | SDS & FGS MARSHALLING CABINET | HOLD 1 | KLAT-EIR | T1 | M50S |  | HOLD |  |  |  | PTSC M&C | PTSC M&C - Onshore
343 | KLAT-I-XXSV0603 | 0.6/1K | 2C |  | 1.5 |  | FR9 | ORANGE | - |  |  | 30 |  | 11.8 | 15.4 | ON/OFF VALVE-SOLENOID | KLAT-XXSV-0603 | KLAT-CD | T1 | M20 |  | HOLD | JUNCTION BOX | KLAT-XJB-0304 | KLAT-CD | T1 | M20 |  | HOLD |  |  |  | PTSC M&C | PTSC M&C - Onshore
344 | KLAT-I-XXSV0604 | 0.6/1K | 2C |  | 1.5 |  | FR9 | ORANGE | - |  |  | 30 |  | 11.8 | 15.4 | ON/OFF VALVE-SOLENOID | KLAT-XXSV-0604 | KLAT-CD | T1 | M20 |  | HOLD | JUNCTION BOX | KLAT-XJB-0304 | KLAT-CD | T1 | M20 |  | HOLD |  |  |  | PTSC M&C | PTSC M&C - Onshore
345 | KLAT-I-XXSV0605 | 0.6/1K | 2C |  | 1.5 |  | FR9 | ORANGE | - |  |  | 30 |  | 11.8 | 15.4 | ON/OFF VALVE-SOLENOID | KLAT-XXSV-0605 | KLAT-CD | T1 | M20 |  | HOLD | JUNCTION BOX | KLAT-XJB-0304 | KLAT-CD | T1 | M20 |  | HOLD |  |  |  | PTSC M&C | PTSC M&C - Onshore
346 | KLAT-I-XXSV0608 | 0.6/1K | 2C |  | 1.5 |  | FR9 | ORANGE | - |  |  | 30 |  | 11.8 | 15.4 | ON/OFF VALVE-SOLENOID | KLAT-XXSV-0608 | KLAT-CD | T1 | M20 |  | HOLD | JUNCTION BOX | KLAT-XJB-0304 | KLAT-CD | T1 | M20 |  | HOLD |  |  |  | PTSC M&C | PTSC M&C - Onshore
347 | KLAT-I-XXSV0609 | 0.6/1K | 2C |  | 1.5 |  | FR9 | ORANGE | - |  |  | 30 |  | 11.8 | 15.4 | ON/OFF VALVE-SOLENOID | KLAT-XXSV-0609 | KLAT-CD | T1 | M20 |  | HOLD | JUNCTION BOX | KLAT-XJB-0304 | KLAT-CD | T1 | M20 |  | HOLD |  |  |  | PTSC M&C | PTSC M&C - Onshore
348 | KLAT-I-XXSV0610 | 0.6/1K | 2C |  | 1.5 |  | FR9 | ORANGE | - |  |  | 30 |  | 11.8 | 15.4 | ON/OFF VALVE-SOLENOID | KLAT-XXSV-0610 | KLAT-CD | T1 | M20 |  | HOLD | JUNCTION BOX | KLAT-XJB-0304 | KLAT-CD | T1 | M20 |  | HOLD |  |  |  | PTSC M&C | PTSC M&C - Onshore
349 | KLAT-I-XXSV0621 | 0.6/1K | 2C |  | 1.5 |  | FR9 | ORANGE | - |  |  | 30 |  | 11.8 | 15.4 | ON/OFF VALVE-SOLENOID | KLAT-XXSV-0621 | KLAT-CD | T1 | M20 |  | HOLD | JUNCTION BOX | KLAT-XJB-0304 | KLAT-CD | T1 | M20 |  | HOLD |  |  |  | PTSC M&C | PTSC M&C - Onshore
350 | KLAT-I-XXSV0626 | 0.6/1K | 2C |  | 1.5 |  | FR9 | ORANGE | - |  |  | 30 |  | 11.8 | 15.4 | ON/OFF VALVE-SOLENOID | KLAT-XXSV-0626 | KLAT-CD | T1 | M20 |  | HOLD | JUNCTION BOX | KLAT-XJB-0304 | KLAT-CD | T1 | M20 |  | HOLD |  |  |  | PTSC M&C | PTSC M&C - Onshore
351 | KLAT-I-XXSV0803 | 0.6/1K | 2C |  | 1.5 |  | FR9 | ORANGE | - |  |  | 30 |  | 11.8 | 15.4 | ON/OFF VALVE-SOLENOID | KLAT-XXSV-0803 | KLAT-CD | T1 | M20 |  | HOLD | JUNCTION BOX | KLAT-XJB-0304 | KLAT-CD | T1 | M20 |  | HOLD |  |  |  | PTSC M&C | PTSC M&C - Onshore
352 | KLAT-I-XXSV0804 | 0.6/1K | 2C |  | 1.5 |  | FR9 | ORANGE | - |  |  | 30 |  | 11.8 | 15.4 | ON/OFF VALVE-SOLENOID | KLAT-XXSV-0804 | KLAT-CD | T1 | M20 |  | HOLD | JUNCTION BOX | KLAT-XJB-0304 | KLAT-CD | T1 | M20 |  | HOLD |  |  |  | PTSC M&C | PTSC M&C - Onshore
353 | KLAT-I-XXSV0805 | 0.6/1K | 2C |  | 1.5 |  | FR9 | ORANGE | - |  |  | 30 |  | 11.8 | 15.4 | ON/OFF VALVE-SOLENOID | KLAT-XXSV-0805 | KLAT-CD | T1 | M20 |  | HOLD | JUNCTION BOX | KLAT-XJB-0304 | KLAT-CD | T1 | M20 |  | HOLD |  |  |  | PTSC M&C | PTSC M&C - Onshore
354 | KLAT-I-XXSV0808 | 0.6/1K | 2C |  | 1.5 |  | FR9 | ORANGE | - |  |  | 30 |  | 11.8 | 15.4 | ON/OFF VALVE-SOLENOID | KLAT-XXSV-0808 | KLAT-CD | T1 | M20 |  | HOLD | JUNCTION BOX | KLAT-XJB-0304 | KLAT-CD | T1 | M20 |  | HOLD |  |  |  | PTSC M&C | PTSC M&C - Onshore
355 | KLAT-I-XXSV0809 | 0.6/1K | 2C |  | 1.5 |  | FR9 | ORANGE | - |  |  | 30 |  | 11.8 | 15.4 | ON/OFF VALVE-SOLENOID | KLAT-XXSV-0809 | KLAT-CD | T1 | M20 |  | HOLD | JUNCTION BOX | KLAT-XJB-0304 | KLAT-CD | T1 | M20 |  | HOLD |  |  |  | PTSC M&C | PTSC M&C - Onshore
356 | KLAT-I-XXSV0810 | 0.6/1K | 2C |  | 1.5 |  | FR9 | ORANGE | - |  |  | 30 |  | 11.8 | 15.4 | ON/OFF VALVE-SOLENOID | KLAT-XXSV-0810 | KLAT-CD | T1 | M20 |  | HOLD | JUNCTION BOX | KLAT-XJB-0304 | KLAT-CD | T1 | M20 |  | HOLD |  |  |  | PTSC M&C | PTSC M&C - Onshore
357 | KLAT-I-XXSV0821 | 0.6/1K | 2C |  | 1.5 |  | FR9 | ORANGE | - |  |  | 30 |  | 11.8 | 15.4 | ON/OFF VALVE-SOLENOID | KLAT-XXSV-0821 | KLAT-CD | T1 | M20 |  | HOLD | JUNCTION BOX | KLAT-XJB-0304 | KLAT-CD | T1 | M20 |  | HOLD |  |  |  | PTSC M&C | PTSC M&C - Onshore |  |  | FUTURE
358 | KLAT-I-XJB0305 | 250 | 16P |  | 1.0 |  | FR4 | ORANGE | IND & OVE |  |  | 60 |  | 31.6 | 36.6 | JUNCTION BOX | KLAT-XJB-0305 | KLAT-CD | T1 | M50S |  | HOLD | SDS & FGS MARSHALLING CABINET | HOLD 1 | KLAT-EIR | T1 | M50S |  | HOLD |  |  |  | PTSC M&C | PTSC M&C - Onshore
359 | KLAT-I-LIT4002 | 250 | 1P |  | 1.0 |  | FR2 | ORANGE | OVE |  |  | 30 |  | 9.8 | 13.3 | LEVEL TRANSMITTER - MAGNETIC | KLAT-LIT-4002 | KLAT-CD | T1 | M20S |  | HOLD | JUNCTION BOX | KLAT-XJB-0305 | KLAT-CD | T1 | M20S |  | HOLD |  |  |  | PTSC M&C | PTSC M&C - Onshore
360 | KLAT-I-LIT4101 | 250 | 1P |  | 1.0 |  | FR2 | ORANGE | OVE |  |  | 30 |  | 9.8 | 13.3 | LEVEL TRANSMITTER - MAGNETIC | KLAT-LIT-4101 | KLAT-CD | T1 | M20S |  | HOLD | JUNCTION BOX | KLAT-XJB-0305 | KLAT-CD | T1 | M20S |  | HOLD |  |  |  | PTSC M&C | PTSC M&C - Onshore
361 | KLAT-I-PIT0802 | 250 | 1P |  | 1.0 |  | FR2 | ORANGE | OVE |  |  | 30 |  | 9.8 | 13.3 | PRESSURE TRANSMITTER | KLAT-PIT-0802 | KLAT-CD | T1 | M20S |  | HOLD | JUNCTION BOX | KLAT-XJB-0305 | KLAT-CD | T1 | M20S |  | HOLD |  |  |  | PTSC M&C | PTSC M&C - Onshore
362 | KLAT-I-PIT0804 | 250 | 1P |  | 1.0 |  | FR2 | ORANGE | OVE |  |  | 30 |  | 9.8 | 13.3 | PRESSURE TRANSMITTER | KLAT-PIT-0804 | KLAT-CD | T1 | M20S |  | HOLD | JUNCTION BOX | KLAT-XJB-0305 | KLAT-CD | T1 | M20S |  | HOLD |  |  |  | PTSC M&C | PTSC M&C - Onshore |  |  | FUTURE
363 | KLAT-I-PIT0805 | 250 | 1P |  | 1.0 |  | FR2 | ORANGE | OVE |  |  | 30 |  | 9.8 | 13.3 | PRESSURE TRANSMITTER | KLAT-PIT-0805 | KLAT-CD | T1 | M20S |  | HOLD | JUNCTION BOX | KLAT-XJB-0305 | KLAT-CD | T1 | M20S |  | HOLD |  |  |  | PTSC M&C | PTSC M&C - Onshore |  |  | FUTURE
364 | KLAT-I-PIT0806 | 250 | 1P |  | 1.0 |  | FR2 | ORANGE | OVE |  |  | 30 |  | 9.8 | 13.3 | PRESSURE TRANSMITTER | KLAT-PIT-0806 | KLAT-CD | T1 | M20S |  | HOLD | JUNCTION BOX | KLAT-XJB-0305 | KLAT-CD | T1 | M20S |  | HOLD |  |  |  | PTSC M&C | PTSC M&C - Onshore
365 | KLAT-I-PIT0807 | 250 | 1P |  | 1.0 |  | FR2 | ORANGE | OVE |  |  | 30 |  | 9.8 | 13.3 | PRESSURE TRANSMITTER | KLAT-PIT-0807 | KLAT-CD | T1 | M20S |  | HOLD | JUNCTION BOX | KLAT-XJB-0305 | KLAT-CD | T1 | M20S |  | HOLD |  |  |  | PTSC M&C | PTSC M&C - Onshore |  |  | FUTURE
366 | KLAT-I-PIT0808 | 250 | 1P |  | 1.0 |  | FR2 | ORANGE | OVE |  |  | 30 |  | 9.8 | 13.3 | PRESSURE TRANSMITTER | KLAT-PIT-0808 | KLAT-CD | T1 | M20S |  | HOLD | JUNCTION BOX | KLAT-XJB-0305 | KLAT-CD | T1 | M20S |  | HOLD |  |  |  | PTSC M&C | PTSC M&C - Onshore |  |  | FUTURE
367 | KLAT-I-PIT0809 | 250 | 1P |  | 1.0 |  | FR2 | ORANGE | OVE |  |  | 30 |  | 9.8 | 13.3 | PRESSURE TRANSMITTER | KLAT-PIT-0809 | KLAT-CD | T1 | M20S |  | HOLD | JUNCTION BOX | KLAT-XJB-0305 | KLAT-CD | T1 | M20S |  | HOLD |  |  |  | PTSC M&C | PTSC M&C - Onshore |  |  | FUTURE
368 | KLAT-I-PIT0810 | 250 | 1P |  | 1.0 |  | FR2 | ORANGE | OVE |  |  | 30 |  | 9.8 | 13.3 | PRESSURE TRANSMITTER | KLAT-PIT-0810 | KLAT-CD | T1 | M20S |  | HOLD | JUNCTION BOX | KLAT-XJB-0305 | KLAT-CD | T1 | M20S |  | HOLD |  |  |  | PTSC M&C | PTSC M&C - Onshore |  |  | FUTURE
369 | KLAT-I-PIT4002 | 250 | 1P |  | 1.0 |  | FR2 | ORANGE | OVE |  |  | 30 |  | 9.8 | 13.3 | PRESSURE TRANSMITTER | KLAT-PIT-4002 | KLAT-CD | T1 | M20S |  | HOLD | JUNCTION BOX | KLAT-XJB-0305 | KLAT-CD | T1 | M20S |  | HOLD |  |  |  | PTSC M&C | PTSC M&C - Onshore
370 | KLAT-I-PIT4101 | 250 | 1P |  | 1.0 |  | FR2 | ORANGE | OVE |  |  | 30 |  | 9.8 | 13.3 | PRESSURE TRANSMITTER | KLAT-PIT-4101 | KLAT-CD | T1 | M20S |  | HOLD | JUNCTION BOX | KLAT-XJB-0305 | KLAT-CD | T1 | M20S |  | HOLD |  |  |  | PTSC M&C | PTSC M&C - Onshore
371 | KLAT-I-XJB0311 | 0.6/1K | 37C |  | 1.5 |  | FR9 | ORANGE | - |  |  | 60 |  | 35.7 | 40.7 | JUNCTION BOX (BY WHCP PACKAGE) | KLAT-XJB-0311 | KLAT-CD | T1 | M50S |  | HOLD | SDS & FGS MARSHALLING CABINET | HOLD 1 | KLAT-EIR | T1 | M50S |  | HOLD |  |  |  | PTSC M&C | PTSC M&C - Onshore
372 | KLAT-I-XJB0312 | 0.6/1K | 37C |  | 1.5 |  | FR9 | ORANGE | - |  |  | 60 |  | 35.7 | 40.7 | JUNCTION BOX (BY WHCP PACKAGE) | KLAT-XJB-0312 | KLAT-CD | T1 | M50S |  | HOLD | SDS & FGS MARSHALLING CABINET | HOLD 1 | KLAT-EIR | T1 | M50S |  | HOLD |  |  |  | PTSC M&C | PTSC M&C - Onshore
373 | KLAT-I-XJB0313 | 0.6/1K | 37C |  | 1.5 |  | FR9 | ORANGE | - |  |  | 60 |  | 35.7 | 40.7 | JUNCTION BOX (BY WHCP PACKAGE) | KLAT-XJB-0313 | KLAT-CD | T1 | M50S |  | HOLD | SDS & FGS MARSHALLING CABINET | HOLD 1 | KLAT-EIR | T1 | M50S |  | HOLD |  |  |  | PTSC M&C | PTSC M&C - Onshore
374 | KLAT-I-XJB0314 | 0.6/1K | 37C |  | 1.5 |  | FR9 | ORANGE | - |  |  | 60 |  | 35.7 | 40.7 | JUNCTION BOX (BY WHCP PACKAGE) | KLAT-XJB-0314 | KLAT-CD | T1 | M50S |  | HOLD | SDS & FGS MARSHALLING CABINET | HOLD 1 | KLAT-EIR | T1 | M50S |  | HOLD |  |  |  | PTSC M&C | PTSC M&C - Onshore
375 | KLAT-I-XJB0315 | 250 | 4P |  | 1.0 |  | FR4 | ORANGE | IND & OVE |  |  | 60 |  | 18.2 | 22.6 | JUNCTION BOX (BY WHCP PACKAGE) | KLAT-XJB-0315 | KLAT-CD | T1 | M25 |  | HOLD | SDS & FGS MARSHALLING CABINET | HOLD 1 | KLAT-EIR | T1 | M25 |  | HOLD |  |  |  | PTSC M&C | PTSC M&C - Onshore
376 | KLAT-I-XJB0316 | 250 | 24P |  | 1.0 |  | FR2 | ORANGE | OVE |  |  | 60 |  | 37.1 | 42.8 | JUNCTION BOX (BY WHCP PACKAGE) | KLAT-XJB-0316 | KLAT-CD | T1 | M50S |  | HOLD | SDS & FGS MARSHALLING CABINET | HOLD 1 | KLAT-EIR | T1 | M50S |  | HOLD |  |  |  | PTSC M&C | PTSC M&C - Onshore
377 | KLAT-I-XJB0317 | 250 | 8P |  | 1.0 |  | FR2 | ORANGE | OVE |  |  | 60 |  | 22.5 | 27.1 | JUNCTION BOX (BY WHCP PACKAGE) | KLAT-XJB-0317 | KLAT-CD | T1 | M32 |  | HOLD | SDS & FGS MARSHALLING CABINET | HOLD 1 | KLAT-EIR | T1 | M32 |  | HOLD |  |  |  | PTSC M&C | PTSC M&C - Onshore
378 | KLAT-I-XJB04011 | 0.6/1K | 37C |  | 1.5 |  | FR9 | ORANGE | - |  |  | 60 |  | 35.7 | 40.7 | JUNCTION BOX | KLAT-XJB-0401 | KLAT-MZD | T1 | M50S |  | HOLD | SDS & FGS MARSHALLING CABINET | HOLD 1 | KLAT-EIR | T1 | M50S |  | HOLD |  |  |  | PTSC M&C | PTSC M&C - Onshore
379 | KLAT-I-XXSV0701 | 0.6/1K | 2C |  | 1.5 |  | FR9 | ORANGE | - |  |  | 30 |  | 11.8 | 15.4 | ON/OFF VALVE-SOLENOID | KLAT-XXSV-0701 | KLAT-MZD | T1 | M20 |  | HOLD | JUNCTION BOX | KLAT-XJB-0401 | KLAT-MZD | T1 | M20 |  | HOLD |  |  |  | PTSC M&C | PTSC M&C - Onshore
380 | KLAT-I-XXSV0702 | 0.6/1K | 2C |  | 1.5 |  | FR9 | ORANGE | - |  |  | 30 |  | 11.8 | 15.4 | ON/OFF VALVE-SOLENOID | KLAT-XXSV-0702 | KLAT-MZD | T1 | M20 |  | HOLD | JUNCTION BOX | KLAT-XJB-0401 | KLAT-MZD | T1 | M20 |  | HOLD |  |  |  | PTSC M&C | PTSC M&C - Onshore
381 | KLAT-I-XXSV0706 | 0.6/1K | 2C |  | 1.5 |  | FR9 | ORANGE | - |  |  | 30 |  | 11.8 | 15.4 | ON/OFF VALVE-SOLENOID | KLAT-XXSV-0706 | KLAT-MZD | T1 | M20 |  | HOLD | JUNCTION BOX | KLAT-XJB-0401 | KLAT-MZD | T1 | M20 |  | HOLD |  |  |  | PTSC M&C | PTSC M&C - Onshore
382 | KLAT-I-XXSV0707 | 0.6/1K | 2C |  | 1.5 |  | FR9 | ORANGE | - |  |  | 30 |  | 11.8 | 15.4 | ON/OFF VALVE-SOLENOID | KLAT-XXSV-0707 | KLAT-MZD | T1 | M20 |  | HOLD | JUNCTION BOX | KLAT-XJB-0401 | KLAT-MZD | T1 | M20 |  | HOLD |  |  |  | PTSC M&C | PTSC M&C - Onshore
383 | KLAT-I-XXSV0711 | 0.6/1K | 2C |  | 1.5 |  | FR9 | ORANGE | - |  |  | 30 |  | 11.8 | 15.4 | ON/OFF VALVE-SOLENOID | KLAT-XXSV-0711 | KLAT-MZD | T1 | M20 |  | HOLD | JUNCTION BOX | KLAT-XJB-0401 | KLAT-MZD | T1 | M20 |  | HOLD |  |  |  | PTSC M&C | PTSC M&C - Onshore
384 | KLAT-I-XXSV0712 | 0.6/1K | 2C |  | 1.5 |  | FR9 | ORANGE | - |  |  | 30 |  | 11.8 | 15.4 | ON/OFF VALVE-SOLENOID | KLAT-XXSV-0712 | KLAT-MZD | T1 | M20 |  | HOLD | JUNCTION BOX | KLAT-XJB-0401 | KLAT-MZD | T1 | M20 |  | HOLD |  |  |  | PTSC M&C | PTSC M&C - Onshore
385 | KLAT-I-XXSV0713 | 0.6/1K | 2C |  | 1.5 |  | FR9 | ORANGE | - |  |  | 30 |  | 11.8 | 15.4 | ON/OFF VALVE-SOLENOID | KLAT-XXSV-0713 | KLAT-MZD | T1 | M20 |  | HOLD | JUNCTION BOX | KLAT-XJB-0401 | KLAT-MZD | T1 | M20 |  | HOLD |  |  |  | PTSC M&C | PTSC M&C - Onshore
386 | KLAT-I-XXSV0714 | 0.6/1K | 2C |  | 1.5 |  | FR9 | ORANGE | - |  |  | 30 |  | 11.8 | 15.4 | ON/OFF VALVE-SOLENOID | KLAT-XXSV-0714 | KLAT-MZD | T1 | M20 |  | HOLD | JUNCTION BOX | KLAT-XJB-0401 | KLAT-MZD | T1 | M20 |  | HOLD |  |  |  | PTSC M&C | PTSC M&C - Onshore
387 | KLAT-I-XXSV0715 | 0.6/1K | 2C |  | 1.5 |  | FR9 | ORANGE | - |  |  | 30 |  | 11.8 | 15.4 | ON/OFF VALVE-SOLENOID | KLAT-XXSV-0715 | KLAT-MZD | T1 | M20 |  | HOLD | JUNCTION BOX | KLAT-XJB-0401 | KLAT-MZD | T1 | M20 |  | HOLD |  |  |  | PTSC M&C | PTSC M&C - Onshore
388 | KLAT-I-XXSV0716 | 0.6/1K | 2C |  | 1.5 |  | FR9 | ORANGE | - |  |  | 30 |  | 11.8 | 15.4 | ON/OFF VALVE-SOLENOID | KLAT-XXSV-0716 | KLAT-MZD | T1 | M20 |  | HOLD | JUNCTION BOX | KLAT-XJB-0401 | KLAT-MZD | T1 | M20 |  | HOLD |  |  |  | PTSC M&C | PTSC M&C - Onshore
389 | KLAT-I-XXSV0717 | 0.6/1K | 2C |  | 1.5 |  | FR9 | ORANGE | - |  |  | 30 |  | 11.8 | 15.4 | ON/OFF VALVE-SOLENOID | KLAT-XXSV-0717 | KLAT-MZD | T1 | M20 |  | HOLD | JUNCTION BOX | KLAT-XJB-0401 | KLAT-MZD | T1 | M20 |  | HOLD |  |  |  | PTSC M&C | PTSC M&C - Onshore
390 | KLAT-I-XXSV0718 | 0.6/1K | 2C |  | 1.5 |  | FR9 | ORANGE | - |  |  | 30 |  | 11.8 | 15.4 | ON/OFF VALVE-SOLENOID | KLAT-XXSV-0718 | KLAT-MZD | T1 | M20 |  | HOLD | JUNCTION BOX | KLAT-XJB-0401 | KLAT-MZD | T1 | M20 |  | HOLD |  |  |  | PTSC M&C | PTSC M&C - Onshore
391 | KLAT-I-XXSV0719 | 0.6/1K | 2C |  | 1.5 |  | FR9 | ORANGE | - |  |  | 30 |  | 11.8 | 15.4 | ON/OFF VALVE-SOLENOID | KLAT-XXSV-0719 | KLAT-MZD | T1 | M20 |  | HOLD | JUNCTION BOX | KLAT-XJB-0401 | KLAT-MZD | T1 | M20 |  | HOLD |  |  |  | PTSC M&C | PTSC M&C - Onshore
392 | KLAT-I-XXSV0720 | 0.6/1K | 2C |  | 1.5 |  | FR9 | ORANGE | - |  |  | 30 |  | 11.8 | 15.4 | ON/OFF VALVE-SOLENOID | KLAT-XXSV-0720 | KLAT-MZD | T1 | M20 |  | HOLD | JUNCTION BOX | KLAT-XJB-0401 | KLAT-MZD | T1 | M20 |  | HOLD |  |  |  | PTSC M&C | PTSC M&C - Onshore
393 | KLAT-I-XJB04012 | 250 | 2P |  | 1.0 |  | FR2 | ORANGE | OVE |  |  | 60 |  | 15.1 | 19.3 | JUNCTION BOX | KLAT-XJB-0401 | KLAT-MZD | T1 | M25S |  | HOLD | SDS & FGS MARSHALLING CABINET | HOLD 1 | KLAT-EIR | T1 | M25S |  | HOLD |  |  |  | PTSC M&C | PTSC M&C - Onshore
394 | KLAT-I-ESD7106 | 250 | 1P |  | 1.0 |  | FR2 | ORANGE | OVE |  |  | 30 |  | 9.8 | 13.3 | EMERGENCY STATION PUSH BUTTON | KLAT-ESD-7106 | KLAT-MZD | T1 | M20S |  | HOLD | JUNCTION BOX | KLAT-XJB-0401 | KLAT-MZD | T1 | M20S |  | HOLD |  |  |  | PTSC M&C | PTSC M&C - Onshore
395 | KLAT-I-XJB0402-1 | 0.6/1K | 37C |  | 1.5 |  | FR9 | ORANGE | - |  |  | 60 |  | 35.7 | 40.7 | JUNCTION BOX | KLAT-XJB-0402 | KLAT-MZD | T1 | M50S |  | HOLD | SDS & FGS MARSHALLING CABINET | HOLD 1 | KLAT-EIR | T1 | M50S |  | HOLD |  |  |  | PTSC M&C | PTSC M&C - Onshore
396 | KLAT-I-XXSV0703 | 0.6/1K | 2C |  | 1.5 |  | FR9 | ORANGE | - |  |  | 30 |  | 11.8 | 15.4 | ON/OFF VALVE-SOLENOID | KLAT-XXSV-0703 | KLAT-MZD | T1 | M20 |  | HOLD | JUNCTION BOX | KLAT-XJB-0402 | KLAT-MZD | T1 | M20 |  | HOLD |  |  |  | PTSC M&C | PTSC M&C - Onshore
397 | KLAT-I-XXSV0704 | 0.6/1K | 2C |  | 1.5 |  | FR9 | ORANGE | - |  |  | 30 |  | 11.8 | 15.4 | ON/OFF VALVE-SOLENOID | KLAT-XXSV-0704 | KLAT-MZD | T1 | M20 |  | HOLD | JUNCTION BOX | KLAT-XJB-0402 | KLAT-MZD | T1 | M20 |  | HOLD |  |  |  | PTSC M&C | PTSC M&C - Onshore
398 | KLAT-I-XXSV0705 | 0.6/1K | 2C |  | 1.5 |  | FR9 | ORANGE | - |  |  | 30 |  | 11.8 | 15.4 | ON/OFF VALVE-SOLENOID | KLAT-XXSV-0705 | KLAT-MZD | T1 | M20 |  | HOLD | JUNCTION BOX | KLAT-XJB-0402 | KLAT-MZD | T1 | M20 |  | HOLD |  |  |  | PTSC M&C | PTSC M&C - Onshore
399 | KLAT-I-XXSV0708 | 0.6/1K | 2C |  | 1.5 |  | FR9 | ORANGE | - |  |  | 30 |  | 11.8 | 15.4 | ON/OFF VALVE-SOLENOID | KLAT-XXSV-0708 | KLAT-MZD | T1 | M20 |  | HOLD | JUNCTION BOX | KLAT-XJB-0402 | KLAT-MZD | T1 | M20 |  | HOLD |  |  |  | PTSC M&C | PTSC M&C - Onshore
400 | KLAT-I-XXSV0709 | 0.6/1K | 2C |  | 1.5 |  | FR9 | ORANGE | - |  |  | 30 |  | 11.8 | 15.4 | ON/OFF VALVE-SOLENOID | KLAT-XXSV-0709 | KLAT-MZD | T1 | M20 |  | HOLD | JUNCTION BOX | KLAT-XJB-0402 | KLAT-MZD | T1 | M20 |  | HOLD |  |  |  | PTSC M&C | PTSC M&C - Onshore
401 | KLAT-I-XXSV0710 | 0.6/1K | 2C |  | 1.5 |  | FR9 | ORANGE | - |  |  | 30 |  | 11.8 | 15.4 | ON/OFF VALVE-SOLENOID | KLAT-XXSV-0710 | KLAT-MZD | T1 | M20 |  | HOLD | JUNCTION BOX | KLAT-XJB-0402 | KLAT-MZD | T1 | M20 |  | HOLD |  |  |  | PTSC M&C | PTSC M&C - Onshore
402 | KLAT-I-XXSV0721 | 0.6/1K | 2C |  | 1.5 |  | FR9 | ORANGE | - |  |  | 30 |  | 11.8 | 15.4 | ON/OFF VALVE-SOLENOID | KLAT-XXSV-0721 | KLAT-MZD | T1 | M20 |  | HOLD | JUNCTION BOX | KLAT-XJB-0402 | KLAT-MZD | T1 | M20 |  | HOLD |  |  |  | PTSC M&C | PTSC M&C - Onshore
403 | KLAT-I-BXSV0601 | 0.6/1K | 2C |  | 1.5 |  | FR9 | ORANGE | - |  |  | 30 |  | 11.8 | 15.4 | B/D VALVE-SOLENOID | KLAT-BXSV-0601 | KLAT-MZD | T1 | M20 |  | HOLD | JUNCTION BOX | KLAT-XJB-0402 | KLAT-MZD | T1 | M20 |  | HOLD |  |  |  | PTSC M&C | PTSC M&C - Onshore
404 | KLAT-I-BXSV0801 | 0.6/1K | 2C |  | 1.5 |  | FR9 | ORANGE | - |  |  | 30 |  | 11.8 | 15.4 | B/D VALVE-SOLENOID | KLAT-BXSV-0801 | KLAT-MZD | T1 | M20 |  | HOLD | JUNCTION BOX | KLAT-XJB-0402 | KLAT-MZD | T1 | M20 |  | HOLD |  |  |  | PTSC M&C | PTSC M&C - Onshore
405 | KLAT-I-SXSV3801 | 0.6/1K | 2C |  | 1.5 |  | FR9 | ORANGE | - |  |  | 30 |  | 11.8 | 15.4 | S/D VALVE-SOLENOID | KLAT-SXSV-3801 | KLAT-MZD | T1 | M20 |  | HOLD | JUNCTION BOX | KLAT-XJB-0402 | KLAT-MZD | T1 | M20 |  | HOLD |  |  |  | PTSC M&C | PTSC M&C - Onshore
406 | KLAT-I-XXSV0622 | 0.6/1K | 2C |  | 1.5 |  | FR9 | ORANGE | - |  |  | 30 |  | 11.8 | 15.4 | ON/OFF VALVE-SOLENOID | KLAT-XXSV-0622 | KLAT-MZD | T1 | M20 |  | HOLD | JUNCTION BOX | KLAT-XJB-0402 | KLAT-MZD | T1 | M20 |  | HOLD |  |  |  | PTSC M&C | PTSC M&C - Onshore
407 | KLAT-I-XXSV0623 | 0.6/1K | 2C |  | 1.5 |  | FR9 | ORANGE | - |  |  | 30 |  | 11.8 | 15.4 | ON/OFF VALVE-SOLENOID | KLAT-XXSV-0623 | KLAT-MZD | T1 | M20 |  | HOLD | JUNCTION BOX | KLAT-XJB-0402 | KLAT-MZD | T1 | M20 |  | HOLD |  |  |  | PTSC M&C | PTSC M&C - Onshore
408 | KLAT-I-XXSV0624 | 0.6/1K | 2C |  | 1.5 |  | FR9 | ORANGE | - |  |  | 30 |  | 11.8 | 15.4 | ON/OFF VALVE-SOLENOID | KLAT-XXSV-0624 | KLAT-MZD | T1 | M20 |  | HOLD | JUNCTION BOX | KLAT-XJB-0402 | KLAT-MZD | T1 | M20 |  | HOLD |  |  |  | PTSC M&C | PTSC M&C - Onshore
409 | KLAT-I-XXSV0625 | 0.6/1K | 2C |  | 1.5 |  | FR9 | ORANGE | - |  |  | 30 |  | 11.8 | 15.4 | ON/OFF VALVE-SOLENOID | KLAT-XXSV-0625 | KLAT-MZD | T1 | M20 |  | HOLD | JUNCTION BOX | KLAT-XJB-0402 | KLAT-MZD | T1 | M20 |  | HOLD |  |  |  | PTSC M&C | PTSC M&C - Onshore
410 | KLAT-I-XJB0402-2 | 0.6/1K | 4P |  | 1.0 |  | FR2 | ORANGE | OVE |  |  | 60 |  | 17.2 | 21.5 | JUNCTION BOX | KLAT-XJB-0402 | KLAT-MZD | T1 | M25 |  | HOLD | SDS & FGS MARSHALLING CABINET | HOLD 1 | KLAT-EIR | T1 | M25 |  | HOLD |  |  |  | PTSC M&C | PTSC M&C - Onshore
411 | KLAT-I-ESD7107 | 250 | 1P |  | 1.0 |  | FR2 | ORANGE | OVE |  |  | 30 |  | 9.8 | 13.3 | EMERGENCY STATION PUSH BUTTON | KLAT-ESD-7107 | KLAT-UD | T1 | M20S |  | HOLD | JUNCTION BOX | KLAT-XJB-0402 | KLAT-UD | T1 | M20S |  | HOLD |  |  |  | PTSC M&C | PTSC M&C - Onshore
412 | KLAT-I-ESD7108 | 250 | 1P |  | 1.0 |  | FR2 | ORANGE | OVE |  |  | 30 |  | 9.8 | 13.3 | EMERGENCY STATION PUSH BUTTON | KLAT-ESD-7108 | KLAT-UD | T1 | M20S |  | HOLD | JUNCTION BOX | KLAT-XJB-0402 | KLAT-UD | T1 | M20S |  | HOLD |  |  |  | PTSC M&C | PTSC M&C - Onshore
413 | KLAT-I-XJB0403 | 250 | 24P |  | 1.0 |  | FR4 | ORANGE | IND & OVE |  |  | 60 |  | 39.2 | 45 | JUNCTION BOX | KLAT-XJB-0403 | KLAT-MZD | T1 | M50 |  | HOLD | SDS & FGS MARSHALLING CABINET | HOLD 1 | KLAT-EIR | T1 | M50 |  | HOLD |  |  |  | PTSC M&C | PTSC M&C - Onshore
414 | KLAT-I-PIT0201 | 250 | 1P |  | 1.0 |  | FR2 | ORANGE | OVE |  |  | 30 |  | 9.8 | 13.3 | PRESSURE TRANSMITTER | KLAT-PIT-0201 | KLAT-MZD | T1 | M20S |  | HOLD | JUNCTION BOX | KLAT-XJB-0403 | KLAT-MZD | T1 | M20S |  | HOLD |  |  |  | PTSC M&C | PTSC M&C - Onshore
415 | KLAT-I-PIT0202 | 250 | 1P |  | 1.0 |  | FR2 | ORANGE | OVE |  |  | 30 |  | 9.8 | 13.3 | PRESSURE TRANSMITTER | KLAT-PIT-0202 | KLAT-MZD | T1 | M20S |  | HOLD | JUNCTION BOX | KLAT-XJB-0403 | KLAT-MZD | T1 | M20S |  | HOLD |  |  |  | PTSC M&C | PTSC M&C - Onshore
416 | KLAT-I-PIT0203 | 250 | 1P |  | 1.0 |  | FR2 | ORANGE | OVE |  |  | 30 |  | 9.8 | 13.3 | PRESSURE TRANSMITTER | KLAT-PIT-0203 | KLAT-MZD | T1 | M20S |  | HOLD | JUNCTION BOX | KLAT-XJB-0403 | KLAT-MZD | T1 | M20S |  | HOLD |  |  |  | PTSC M&C | PTSC M&C - Onshore
417 | KLAT-I-PIT0204 | 250 | 1P |  | 1.0 |  | FR2 | ORANGE | OVE |  |  | 30 |  | 9.8 | 13.3 | PRESSURE TRANSMITTER | KLAT-PIT-0204 | KLAT-MZD | T1 | M20S |  | HOLD | JUNCTION BOX | KLAT-XJB-0403 | KLAT-MZD | T1 | M20S |  | HOLD |  |  |  | PTSC M&C | PTSC M&C - Onshore
418 | KLAT-I-PIT0205 | 250 | 1P |  | 1.0 |  | FR2 | ORANGE | OVE |  |  | 30 |  | 9.8 | 13.3 | PRESSURE TRANSMITTER | KLAT-PIT-0205 | KLAT-MZD | T1 | M20S |  | HOLD | JUNCTION BOX | KLAT-XJB-0403 | KLAT-MZD | T1 | M20S |  | HOLD |  |  |  | PTSC M&C | PTSC M&C - Onshore
419 | KLAT-I-PIT0206 | 250 | 1P |  | 1.0 |  | FR2 | ORANGE | OVE |  |  | 30 |  | 9.8 | 13.3 | PRESSURE TRANSMITTER | KLAT-PIT-0206 | KLAT-MZD | T1 | M20S |  | HOLD | JUNCTION BOX | KLAT-XJB-0403 | KLAT-MZD | T1 | M20S |  | HOLD |  |  |  | PTSC M&C | PTSC M&C - Onshore
420 | KLAT-I-PIT0207 | 250 | 1P |  | 1.0 |  | FR2 | ORANGE | OVE |  |  | 30 |  | 9.8 | 13.3 | PRESSURE TRANSMITTER | KLAT-PIT-0207 | KLAT-MZD | T1 | M20S |  | HOLD | JUNCTION BOX | KLAT-XJB-0403 | KLAT-MZD | T1 | M20S |  | HOLD |  |  |  | PTSC M&C | PTSC M&C - Onshore
421 | KLAT-I-PIT0208 | 250 | 1P |  | 1.0 |  | FR2 | ORANGE | OVE |  |  | 30 |  | 9.8 | 13.3 | PRESSURE TRANSMITTER | KLAT-PIT-0208 | KLAT-MZD | T1 | M20S |  | HOLD | JUNCTION BOX | KLAT-XJB-0403 | KLAT-MZD | T1 | M20S |  | HOLD |  |  |  | PTSC M&C | PTSC M&C - Onshore
422 | KLAT-I-PIT0209 | 250 | 1P |  | 1.0 |  | FR2 | ORANGE | OVE |  |  | 30 |  | 9.8 | 13.3 | PRESSURE TRANSMITTER | KLAT-PIT-0209 | KLAT-MZD | T1 | M20S |  | HOLD | JUNCTION BOX | KLAT-XJB-0403 | KLAT-MZD | T1 | M20S |  | HOLD |  |  |  | PTSC M&C | PTSC M&C - Onshore
423 | KLAT-I-PIT0210 | 250 | 1P |  | 1.0 |  | FR2 | ORANGE | OVE |  |  | 30 |  | 9.8 | 13.3 | PRESSURE TRANSMITTER | KLAT-PIT-0210 | KLAT-MZD | T1 | M20S |  | HOLD | JUNCTION BOX | KLAT-XJB-0403 | KLAT-MZD | T1 | M20S |  | HOLD |  |  |  | PTSC M&C | PTSC M&C - Onshore
424 | KLAT-I-PIT0211 | 250 | 1P |  | 1.0 |  | FR2 | ORANGE | OVE |  |  | 30 |  | 9.8 | 13.3 | PRESSURE TRANSMITTER | KLAT-PIT-0211 | KLAT-MZD | T1 | M20S |  | HOLD | JUNCTION BOX | KLAT-XJB-0403 | KLAT-MZD | T1 | M20S |  | HOLD |  |  |  | PTSC M&C | PTSC M&C - Onshore
425 | KLAT-I-PIT0212 | 250 | 1P |  | 1.0 |  | FR2 | ORANGE | OVE |  |  | 30 |  | 9.8 | 13.3 | PRESSURE TRANSMITTER | KLAT-PIT-0212 | KLAT-MZD | T1 | M20S |  | HOLD | JUNCTION BOX | KLAT-XJB-0403 | KLAT-MZD | T1 | M20S |  | HOLD |  |  |  | PTSC M&C | PTSC M&C - Onshore
426 | KLAT-I-PIT0213 | 250 | 1P |  | 1.0 |  | FR2 | ORANGE | OVE |  |  | 30 |  | 9.8 | 13.3 | PRESSURE TRANSMITTER | KLAT-PIT-0213 | KLAT-MZD | T1 | M20S |  | HOLD | JUNCTION BOX | KLAT-XJB-0403 | KLAT-MZD | T1 | M20S |  | HOLD |  |  |  | PTSC M&C | PTSC M&C - Onshore
427 | KLAT-I-PIT0214 | 250 | 1P |  | 1.0 |  | FR2 | ORANGE | OVE |  |  | 30 |  | 9.8 | 13.3 | PRESSURE TRANSMITTER | KLAT-PIT-0214 | KLAT-MZD | T1 | M20S |  | HOLD | JUNCTION BOX | KLAT-XJB-0403 | KLAT-MZD | T1 | M20S |  | HOLD |  |  |  | PTSC M&C | PTSC M&C - Onshore
428 | KLAT-I-PIT0215 | 250 | 1P |  | 1.0 |  | FR2 | ORANGE | OVE |  |  | 30 |  | 9.8 | 13.3 | PRESSURE TRANSMITTER | KLAT-PIT-0215 | KLAT-MZD | T1 | M20S |  | HOLD | JUNCTION BOX | KLAT-XJB-0403 | KLAT-MZD | T1 | M20S |  | HOLD |  |  |  | PTSC M&C | PTSC M&C - Onshore
429 | KLAT-I-PIT0216 | 250 | 1P |  | 1.0 |  | FR2 | ORANGE | OVE |  |  | 30 |  | 9.8 | 13.3 | PRESSURE TRANSMITTER | KLAT-PIT-0216 | KLAT-MZD | T1 | M20S |  | HOLD | JUNCTION BOX | KLAT-XJB-0403 | KLAT-MZD | T1 | M20S |  | HOLD |  |  |  | PTSC M&C | PTSC M&C - Onshore
430 | KLAT-I-PIT0217 | 250 | 1P |  | 1.0 |  | FR2 | ORANGE | OVE |  |  | 30 |  | 9.8 | 13.3 | PRESSURE TRANSMITTER | KLAT-PIT-0217 | KLAT-MZD | T1 | M20S |  | HOLD | JUNCTION BOX | KLAT-XJB-0403 | KLAT-MZD | T1 | M20S |  | HOLD |  |  |  | PTSC M&C | PTSC M&C - Onshore
431 | KLAT-I-PIT0218 | 250 | 1P |  | 1.0 |  | FR2 | ORANGE | OVE |  |  | 30 |  | 9.8 | 13.3 | PRESSURE TRANSMITTER | KLAT-PIT-0218 | KLAT-MZD | T1 | M20S |  | HOLD | JUNCTION BOX | KLAT-XJB-0403 | KLAT-MZD | T1 | M20S |  | HOLD |  |  |  | PTSC M&C | PTSC M&C - Onshore
432 | KLAT-I-PIT0219 | 250 | 1P |  | 1.0 |  | FR2 | ORANGE | OVE |  |  | 30 |  | 9.8 | 13.3 | PRESSURE TRANSMITTER | KLAT-PIT-0219 | KLAT-MZD | T1 | M20S |  | HOLD | JUNCTION BOX | KLAT-XJB-0403 | KLAT-MZD | T1 | M20S |  | HOLD |  |  |  | PTSC M&C | PTSC M&C - Onshore
433 | KLAT-I-PIT0220 | 250 | 1P |  | 1.0 |  | FR2 | ORANGE | OVE |  |  | 30 |  | 9.8 | 13.3 | PRESSURE TRANSMITTER | KLAT-PIT-0220 | KLAT-MZD | T1 | M20S |  | HOLD | JUNCTION BOX | KLAT-XJB-0403 | KLAT-MZD | T1 | M20S |  | HOLD |  |  |  | PTSC M&C | PTSC M&C - Onshore
434 | KLAT-I-PIT0801 | 250 | 1P |  | 1.0 |  | FR2 | ORANGE | OVE |  |  | 30 |  | 9.8 | 13.3 | PRESSURE TRANSMITTER | KLAT-PIT-0801 | KLAT-MZD | T1 | M20S |  | HOLD | JUNCTION BOX | KLAT-XJB-0403 | KLAT-MZD | T1 | M20S |  | HOLD |  |  |  | PTSC M&C | PTSC M&C - Onshore
435 | KLAT-I-XJB0404 | 250 | 12P |  | 1.0 |  | FR4 | ORANGE | IND & OVE |  |  | 60 |  | 28.4 | 33.2 | JUNCTION BOX | KLAT-XJB-0404 | KLAT-MZD | T1 | M40 |  | HOLD | SDS & FGS MARSHALLING CABINET | HOLD 1 | KLAT-EIR | T1 | M40 |  | HOLD |  |  |  | PTSC M&C | PTSC M&C - Onshore
436 | KLAT-I-LIT0605 | 250 | 1P |  | 1.0 |  | FR2 | ORANGE | OVE |  |  | 30 |  | 9.8 | 13.3 | LEVEL TRANSMITTER - MAGNETIC | KLAT-LIT-0605 | KLAT-MZD | T1 | M20S |  | HOLD | JUNCTION BOX | KLAT-XJB-0404 | KLAT-MZD | T1 | M20S |  | HOLD |  |  |  | PTSC M&C | PTSC M&C - Onshore
437 | KLAT-I-LIT0604 | 250 | 1P |  | 1.0 |  | FR2 | ORANGE | OVE |  |  | 30 |  | 9.8 | 13.3 | LEVEL TRANSMITTER - MAGNETIC | KLAT-LIT-0604 | KLAT-MZD | T1 | M20S |  | HOLD | JUNCTION BOX | KLAT-XJB-0404 | KLAT-MZD | T1 | M20S |  | HOLD |  |  |  | PTSC M&C | PTSC M&C - Onshore
438 | KLAT-I-LIT0603 | 250 | 1P |  | 1.0 |  | FR2 | ORANGE | OVE |  |  | 30 |  | 9.8 | 13.3 | LEVEL TRANSMITTER - MAGNETIC | KLAT-LIT-0603 | KLAT-MZD | T1 | M20S |  | HOLD | JUNCTION BOX | KLAT-XJB-0404 | KLAT-MZD | T1 | M20S |  | HOLD |  |  |  | PTSC M&C | PTSC M&C - Onshore
439 | KLAT-I-LIT4202 | 250 | 1P |  | 1.0 |  | FR2 | ORANGE | OVE |  |  | 30 |  | 9.8 | 13.3 | LEVEL TRANSMITTER - MAGNETIC | KLAT-LIT-4202 | KLAT-MZD | T1 | M20S |  | HOLD | JUNCTION BOX | KLAT-XJB-0404 | KLAT-MZD | T1 | M20S |  | HOLD |  |  |  | PTSC M&C | PTSC M&C - Onshore
440 | KLAT-I-LIT4203 | 250 | 1P |  | 1.0 |  | FR2 | ORANGE | OVE |  |  | 30 |  | 9.8 | 13.3 | LEVEL TRANSMITTER - MAGNETIC | KLAT-LIT-4203 | KLAT-MZD | T1 | M20S |  | HOLD | JUNCTION BOX | KLAT-XJB-0404 | KLAT-MZD | T1 | M20S |  | HOLD |  |  |  | PTSC M&C | PTSC M&C - Onshore
441 | KLAT-I-LIT4204 | 250 | 1P |  | 1.0 |  | FR2 | ORANGE | OVE |  |  | 30 |  | 9.8 | 13.3 | LEVEL TRANSMITTER - MAGNETIC | KLAT-LIT-4204 | KLAT-MZD | T1 | M20S |  | HOLD | JUNCTION BOX | KLAT-XJB-0404 | KLAT-MZD | T1 | M20S |  | HOLD |  |  |  | PTSC M&C | PTSC M&C - Onshore
442 | KLAT-I-LIT4503 | 250 | 1P |  | 1.0 |  | FR2 | ORANGE | OVE |  |  | 30 |  | 9.8 | 13.3 | LEVEL TRANSMITTER - MAGNETIC | KLAT-LIT-4503 | KLAT-MZD | T1 | M20S |  | HOLD | JUNCTION BOX | KLAT-XJB-0404 | KLAT-MZD | T1 | M20S |  | HOLD |  |  |  | PTSC M&C | PTSC M&C - Onshore
443 | KLAT-I-PIT0602 | 250 | 1P |  | 1.0 |  | FR2 | ORANGE | OVE |  |  | 30 |  | 9.8 | 13.3 | PRESSURE TRANSMITTER | KLAT-PIT-0602 | KLAT-MZD | T1 | M20S |  | HOLD | JUNCTION BOX | KLAT-XJB-0404 | KLAT-MZD | T1 | M20S |  | HOLD |  |  |  | PTSC M&C | PTSC M&C - Onshore
444 | KLAT-I-PIT4701 | 250 | 1P |  | 1.0 |  | FR2 | ORANGE | OVE |  |  | 30 |  | 9.8 | 13.3 | PRESSURE TRANSMITTER | KLAT-PIT-4701 | KLAT-MZD | T1 | M20S |  | HOLD | JUNCTION BOX | KLAT-XJB-0404 | KLAT-MZD | T1 | M20S |  | HOLD |  |  |  | PTSC M&C | PTSC M&C - Onshore
445 | KLAT-I-XJB0501 | 250 | 8P |  | 1.0 |  | FR2 | ORANGE | OVE |  |  | 60 |  | 22.5 | 27.1 | JUNCTION BOX | KLAT-XJB-0501 | KLAT-UD | T1 | M32 |  | HOLD | SDS & FGS MARSHALLING CABINET | HOLD 1 | KLAT-EIR | T1 | M32 |  | HOLD |  |  |  | PTSC M&C | PTSC M&C - Onshore
446 | KLAT-I-PK0701-4 | 250 | 4P |  | 1.0 |  | FR2 | ORANGE | OVE |  |  | 60 |  | 17.2 | 21.5 | BOOSTER COMPRESSOR PACKAGE | KLAT-PK-0701 | KLAT-CD | T1 | M25 |  | HOLD | SDS & FGS MARSHALLING CABINET | HOLD 1 | KLAT-EIR | T1 | M25 |  | HOLD |  |  |  | PTSC M&C | PTSC M&C - Onshore
447 | KLAT-I-GE6001-4 | 250 | 2P |  | 1.0 |  | FR2 | ORANGE | OVE |  |  | 60 |  | 15.1 | 19.3 | GAS ENGINE GENERATOR PACKAGE | KLAT-GE-6001 | KLAT-MZD | T1 | M25S |  | HOLD | SDS & FGS MARSHALLING CABINET | HOLD 1 | KLAT-EIR | T1 | M25S |  | HOLD |  |  |  | PTSC M&C | PTSC M&C - Onshore
448 | KLAT-I-GE6001-5 | 250 | 2P |  | 1.0 |  | FR4 | ORANGE | IND & OVE |  |  | 60 |  | 15.8 | 20.1 | GAS ENGINE GENERATOR PACKAGE | KLAT-GE-6001 | KLAT-MZD | T1 | M25S |  | HOLD | SDS & FGS MARSHALLING CABINET | HOLD 1 | KLAT-EIR | T1 | M25S |  | HOLD |  |  |  | PTSC M&C | PTSC M&C - Onshore
449 | KLAT-I-PK5301-2 | 0.6/1K | 12C |  | 1.5 |  | FR9 | ORANGE | - |  |  | 60 |  | 22.1 | 26.6 | CHEMICAL INJECTION SKID PACKAGE | KLAT-PK-5301 | KLAT-MZD | T1 | M32 |  | HOLD | SDS & FGS MARSHALLING CABINET | HOLD 1 | KLAT-EIR | T1 | M32 |  | HOLD |  |  |  | PTSC M&C | PTSC M&C - Onshore
III | FGS CABLES
450 | KLAT-I-FJB0201 | 250 | 12T |  | 1.0 |  | FR8 | ORANGE | IND & OVE |  |  | 60 |  | 34.6 | 39.6 | JUNCTION BOX | KLAT-FJB-0201 | KLAT-SCD | T1 | M50S |  | HOLD | SDS & FGS MARSHALLING CABINET | HOLD 1 | KLAT-EIR | T1 | M50S |  | HOLD |  |  |  | PTSC M&C | PTSC M&C - Onshore
451 | KLAT-I-FD0101 | 250 | 1T |  | 1.0 |  | FR6 | ORANGE | OVE |  |  | 30 |  | 10.3 | 13.8 | F&G - FLAME DETECTOR (TRIPLE IR) | KLAT-FD-0101 | KLAT-SCD | T1 | M20S |  | HOLD | JUNCTION BOX | KLAT-FJB-0201 | KLAT-SCD | T1 | M20S |  | HOLD |  |  |  | PTSC M&C | PTSC M&C - Onshore
452 | KLAT-I-FD0102 | 250 | 1T |  | 1.0 |  | FR6 | ORANGE | OVE |  |  | 30 |  | 10.3 | 13.8 | F&G - FLAME DETECTOR (TRIPLE IR) | KLAT-FD-0102 | KLAT-SCD | T1 | M20S |  | HOLD | JUNCTION BOX | KLAT-FJB-0201 | KLAT-SCD | T1 | M20S |  | HOLD |  |  |  | PTSC M&C | PTSC M&C - Onshore
453 | KLAT-I-GD0101 | 250 | 1T |  | 1.0 |  | FR6 | ORANGE | OVE |  |  | 30 |  | 10.3 | 13.8 | F&G - GAS DETECTOR (IR POINT TYPE) | KLAT-GD-0101 | KLAT-SCD | T1 | M20S |  | HOLD | JUNCTION BOX | KLAT-FJB-0201 | KLAT-SCD | T1 | M20S |  | HOLD |  |  |  | PTSC M&C | PTSC M&C - Onshore
454 | KLAT-I-GD0102 | 250 | 1T |  | 1.0 |  | FR6 | ORANGE | OVE |  |  | 30 |  | 10.3 | 13.8 | F&G - GAS DETECTOR (IR POINT TYPE) | KLAT-GD-0102 | KLAT-SCD | T1 | M20S |  | HOLD | JUNCTION BOX | KLAT-FJB-0201 | KLAT-SCD | T1 | M20S |  | HOLD |  |  |  | PTSC M&C | PTSC M&C - Onshore
455 | KLAT-I-GD0103 | 250 | 1T |  | 1.0 |  | FR6 | ORANGE | OVE |  |  | 30 |  | 10.3 | 13.8 | F&G - GAS DETECTOR (IR POINT TYPE) | KLAT-GD-0103 | KLAT-SCD | T1 | M20S |  | HOLD | JUNCTION BOX | KLAT-FJB-0201 | KLAT-SCD | T1 | M20S |  | HOLD |  |  |  | PTSC M&C | PTSC M&C - Onshore
456 | KLAT-I-GD0104 | 250 | 1T |  | 1.0 |  | FR6 | ORANGE | OVE |  |  | 30 |  | 10.3 | 13.8 | F&G - GAS DETECTOR (IR POINT TYPE) | KLAT-GD-0104 | KLAT-SCD | T1 | M20S |  | HOLD | JUNCTION BOX | KLAT-FJB-0201 | KLAT-SCD | T1 | M20S |  | HOLD |  |  |  | PTSC M&C | PTSC M&C - Onshore
457 | KLAT-I-GD0105 | 250 | 1T |  | 1.0 |  | FR6 | ORANGE | OVE |  |  | 30 |  | 10.3 | 13.8 | F&G - GAS DETECTOR (IR POINT TYPE) | KLAT-GD-0105 | KLAT-SCD | T1 | M20S |  | HOLD | JUNCTION BOX | KLAT-FJB-0201 | KLAT-SCD | T1 | M20S |  | HOLD |  |  |  | PTSC M&C | PTSC M&C - Onshore
458 | KLAT-I-GD0106 | 250 | 1T |  | 1.0 |  | FR6 | ORANGE | OVE |  |  | 30 |  | 10.3 | 13.8 | F&G - GAS DETECTOR (IR POINT TYPE) | KLAT-GD-0106 | KLAT-SCD | T1 | M20S |  | HOLD | JUNCTION BOX | KLAT-FJB-0201 | KLAT-SCD | T1 | M20S |  | HOLD |  |  |  | PTSC M&C | PTSC M&C - Onshore
459 | KLAT-I-FJB0301 | 250 | 16T |  | 1.0 |  | FR8 | ORANGE | IND & OVE |  |  | 60 |  | 37.4 | 42.5 | JUNCTION BOX | KLAT-FJB-0301 | KLAT-CD | T1 | M50S |  | HOLD | SDS & FGS MARSHALLING CABINET | HOLD 1 | KLAT-EIR | T1 | M50S |  | HOLD |  |  |  | PTSC M&C | PTSC M&C - Onshore
460 | KLAT-I-FD0103 | 250 | 1T |  | 1.0 |  | FR6 | ORANGE | OVE |  |  | 30 |  | 10.3 | 13.8 | F&G - FLAME DETECTOR (TRIPLE IR) | KLAT-FD-0103 | KLAT-CD | T1 | M20S |  | HOLD | JUNCTION BOX | KLAT-FJB-0301 | KLAT-CD | T1 | M20S |  | HOLD |  |  |  | PTSC M&C | PTSC M&C - Onshore
461 | KLAT-I-FD0104 | 250 | 1T |  | 1.0 |  | FR6 | ORANGE | OVE |  |  | 30 |  | 10.3 | 13.8 | F&G - FLAME DETECTOR (TRIPLE IR) | KLAT-FD-0104 | KLAT-CD | T1 | M20S |  | HOLD | JUNCTION BOX | KLAT-FJB-0301 | KLAT-CD | T1 | M20S |  | HOLD |  |  |  | PTSC M&C | PTSC M&C - Onshore
462 | KLAT-I-FD0105 | 250 | 1T |  | 1.0 |  | FR6 | ORANGE | OVE |  |  | 30 |  | 10.3 | 13.8 | F&G - FLAME DETECTOR (TRIPLE IR) | KLAT-FD-0105 | KLAT-CD | T1 | M20S |  | HOLD | JUNCTION BOX | KLAT-FJB-0301 | KLAT-CD | T1 | M20S |  | HOLD |  |  |  | PTSC M&C | PTSC M&C - Onshore
463 | KLAT-I-FD0106 | 250 | 1T |  | 1.0 |  | FR6 | ORANGE | OVE |  |  | 30 |  | 10.3 | 13.8 | F&G - FLAME DETECTOR (TRIPLE IR) | KLAT-FD-0106 | KLAT-CD | T1 | M20S |  | HOLD | JUNCTION BOX | KLAT-FJB-0301 | KLAT-CD | T1 | M20S |  | HOLD |  |  |  | PTSC M&C | PTSC M&C - Onshore
464 | KLAT-I-FD0107 | 250 | 1T |  | 1.0 |  | FR6 | ORANGE | OVE |  |  | 30 |  | 10.3 | 13.8 | F&G - FLAME DETECTOR (TRIPLE IR) | KLAT-FD-0107 | KLAT-CD | T1 | M20S |  | HOLD | JUNCTION BOX | KLAT-FJB-0301 | KLAT-CD | T1 | M20S |  | HOLD |  |  |  | PTSC M&C | PTSC M&C - Onshore
465 | KLAT-I-FD0108 | 250 | 1T |  | 1.0 |  | FR6 | ORANGE | OVE |  |  | 30 |  | 10.3 | 13.8 | F&G - FLAME DETECTOR (TRIPLE IR) | KLAT-FD-0108 | KLAT-CD | T1 | M20S |  | HOLD | JUNCTION BOX | KLAT-FJB-0301 | KLAT-CD | T1 | M20S |  | HOLD |  |  |  | PTSC M&C | PTSC M&C - Onshore
466 | KLAT-I-GD0107 | 250 | 1T |  | 1.0 |  | FR6 | ORANGE | OVE |  |  | 30 |  | 10.3 | 13.8 | F&G - GAS DETECTOR (IR POINT TYPE) | KLAT-GD-0107 | KLAT-CD | T1 | M20S |  | HOLD | JUNCTION BOX | KLAT-FJB-0301 | KLAT-CD | T1 | M20S |  | HOLD |  |  |  | PTSC M&C | PTSC M&C - Onshore
467 | KLAT-I-GD0108 | 250 | 1T |  | 1.0 |  | FR6 | ORANGE | OVE |  |  | 30 |  | 10.3 | 13.8 | F&G - GAS DETECTOR (IR POINT TYPE) | KLAT-GD-0108 | KLAT-CD | T1 | M20S |  | HOLD | JUNCTION BOX | KLAT-FJB-0301 | KLAT-CD | T1 | M20S |  | HOLD |  |  |  | PTSC M&C | PTSC M&C - Onshore
468 | KLAT-I-GD0109 | 250 | 1T |  | 1.0 |  | FR6 | ORANGE | OVE |  |  | 30 |  | 10.3 | 13.8 | F&G - GAS DETECTOR (IR POINT TYPE) | KLAT-GD-0109 | KLAT-CD | T1 | M20S |  | HOLD | JUNCTION BOX | KLAT-FJB-0301 | KLAT-CD | T1 | M20S |  | HOLD |  |  |  | PTSC M&C | PTSC M&C - Onshore
469 | KLAT-I-GD0110 | 250 | 1T |  | 1.0 |  | FR6 | ORANGE | OVE |  |  | 30 |  | 10.3 | 13.8 | F&G - GAS DETECTOR (IR POINT TYPE) | KLAT-GD-0110 | KLAT-CD | T1 | M20S |  | HOLD | JUNCTION BOX | KLAT-FJB-0301 | KLAT-CD | T1 | M20S |  | HOLD |  |  |  | PTSC M&C | PTSC M&C - Onshore
470 | KLAT-I-GD0111 | 250 | 1T |  | 1.0 |  | FR6 | ORANGE | OVE |  |  | 30 |  | 10.3 | 13.8 | F&G - GAS DETECTOR (IR POINT TYPE) | KLAT-GD-0111 | KLAT-CD | T1 | M20S |  | HOLD | JUNCTION BOX | KLAT-FJB-0301 | KLAT-CD | T1 | M20S |  | HOLD |  |  |  | PTSC M&C | PTSC M&C - Onshore
471 | KLAT-I-GD0114 | 250 | 1T |  | 1.0 |  | FR6 | ORANGE | OVE |  |  | 30 |  | 10.3 | 13.8 | F&G - GAS DETECTOR (IR POINT TYPE) | KLAT-GD-0114 | KLAT-CD | T1 | M20S |  | HOLD | JUNCTION BOX | KLAT-FJB-0301 | KLAT-CD | T1 | M20S |  | HOLD |  |  |  | PTSC M&C | PTSC M&C - Onshore
472 | KLAT-I-GD0115 | 250 | 1T |  | 1.0 |  | FR6 | ORANGE | OVE |  |  | 30 |  | 10.3 | 13.8 | F&G - GAS DETECTOR (IR POINT TYPE) | KLAT-GD-0115 | KLAT-CD | T1 | M20S |  | HOLD | JUNCTION BOX | KLAT-FJB-0301 | KLAT-CD | T1 | M20S |  | HOLD |  |  |  | PTSC M&C | PTSC M&C - Onshore
473 | KLAT-I-FJB0302 | 0.6/1K | 27C |  | 2.5 |  | FR9 | ORANGE | - |  |  | 60 |  | 34 | 39 | JUNCTION BOX | KLAT-FJB-0302 | KLAT-CD | T1 | M50S |  | HOLD | SDS & FGS MARSHALLING CABINET | HOLD 1 | KLAT-EIR | T1 | M50S |  | HOLD |  |  |  | PTSC M&C | PTSC M&C - Onshore
474 | KLAT-I-YH0101 | 0.6/1K | 2C |  | 2.5 |  | FR9 | ORANGE | - |  |  | 30 |  | 12.6 | 16.2 | F&G - SIREN | KLAT-YH-0101 | KLAT-CD | T1 | M20 |  | HOLD | JUNCTION BOX | KLAT-FJB-0302 | KLAT-CD | T1 | M20 |  | HOLD |  |  |  | PTSC M&C | PTSC M&C - Onshore
475 | KLAT-I-YH0102 | 0.6/1K | 2C |  | 2.5 |  | FR9 | ORANGE | - |  |  | 30 |  | 12.6 | 16.2 | F&G - SIREN | KLAT-YH-0102 | KLAT-CD | T1 | M20 |  | HOLD | JUNCTION BOX | KLAT-FJB-0302 | KLAT-CD | T1 | M20 |  | HOLD |  |  |  | PTSC M&C | PTSC M&C - Onshore
476 | KLAT-I-YH0103 | 0.6/1K | 2C |  | 2.5 |  | FR9 | ORANGE | - |  |  | 30 |  | 12.6 | 16.2 | F&G - SIREN | KLAT-YH-0103 | KLAT-CD | T1 | M20 |  | HOLD | JUNCTION BOX | KLAT-FJB-0302 | KLAT-CD | T1 | M20 |  | HOLD |  |  |  | PTSC M&C | PTSC M&C - Onshore
477 | KLAT-I-YH0104 | 0.6/1K | 2C |  | 2.5 |  | FR9 | ORANGE | - |  |  | 30 |  | 12.6 | 16.2 | F&G - SIREN | KLAT-YH-0104 | KLAT-CD | T1 | M20 |  | HOLD | JUNCTION BOX | KLAT-FJB-0302 | KLAT-CD | T1 | M20 |  | HOLD |  |  |  | PTSC M&C | PTSC M&C - Onshore
478 | KLAT-I-YH0106 | 0.6/1K | 2C |  | 2.5 |  | FR9 | ORANGE | - |  |  | 30 |  | 12.6 | 16.2 | F&G - SIREN | KLAT-YH-0106 | KLAT-CD | T1 | M20 |  | HOLD | JUNCTION BOX | KLAT-FJB-0302 | KLAT-CD | T1 | M20 |  | HOLD |  |  |  | PTSC M&C | PTSC M&C - Onshore
479 | KLAT-I-YH0107 | 0.6/1K | 2C |  | 2.5 |  | FR9 | ORANGE | - |  |  | 30 |  | 12.6 | 16.2 | F&G - SIREN | KLAT-YH-0107 | KLAT-CD | T1 | M20 |  | HOLD | JUNCTION BOX | KLAT-FJB-0302 | KLAT-CD | T1 | M20 |  | HOLD |  |  |  | PTSC M&C | PTSC M&C - Onshore
480 | KLAT-I-YH0108 | 0.6/1K | 2C |  | 2.5 |  | FR9 | ORANGE | - |  |  | 30 |  | 12.6 | 16.2 | F&G - SIREN | KLAT-YH-0108 | KLAT-CD | T1 | M20 |  | HOLD | JUNCTION BOX | KLAT-FJB-0302 | KLAT-CD | T1 | M20 |  | HOLD |  |  |  | PTSC M&C | PTSC M&C - Onshore
481 | KLAT-I-BR0101 | 0.6/1K | 2C |  | 2.5 |  | FR9 | ORANGE | - |  |  | 30 |  | 12.6 | 16.2 | F&G BEACON | KLAT-BR-0101 | KLAT-CD | T1 | M20 |  | HOLD | JUNCTION BOX | KLAT-FJB-0302 | KLAT-CD | T1 | M20 |  | HOLD |  |  |  | PTSC M&C | PTSC M&C - Onshore
482 | KLAT-I-BR0102 | 0.6/1K | 2C |  | 2.5 |  | FR9 | ORANGE | - |  |  | 30 |  | 12.6 | 16.2 | F&G BEACON | KLAT-BR-0102 | KLAT-CD | T1 | M20 |  | HOLD | JUNCTION BOX | KLAT-FJB-0302 | KLAT-CD | T1 | M20 |  | HOLD |  |  |  | PTSC M&C | PTSC M&C - Onshore
483 | KLAT-I-FJB0401 | 250 | 16T |  | 1.0 |  | FR8 | ORANGE | IND & OVE |  |  | 60 |  | 37.4 | 42.5 | JUNCTION BOX | KLAT-FJB-0401 | KLAT-MZD | T1 | M50S |  | HOLD | SDS & FGS MARSHALLING CABINET | HOLD 1 | KLAT-EIR | T1 | M50S |  | HOLD |  |  |  | PTSC M&C | PTSC M&C - Onshore
484 | KLAT-I-FD0109 | 250 | 1T |  | 1.0 |  | FR6 | ORANGE | OVE |  |  | 30 |  | 10.3 | 13.8 | F&G - FLAME DETECTOR (TRIPLE IR) | KLAT-FD-0109 | KLAT-MZD | T1 | M20S |  | HOLD | JUNCTION BOX | KLAT-FJB-0401 | KLAT-MZD | T1 | M20S |  | HOLD |  |  |  | PTSC M&C | PTSC M&C - Onshore
485 | KLAT-I-FD0110 | 250 | 1T |  | 1.0 |  | FR6 | ORANGE | OVE |  |  | 30 |  | 10.3 | 13.8 | F&G - FLAME DETECTOR (TRIPLE IR) | KLAT-FD-0110 | KLAT-MZD | T1 | M20S |  | HOLD | JUNCTION BOX | KLAT-FJB-0401 | KLAT-MZD | T1 | M20S |  | HOLD |  |  |  | PTSC M&C | PTSC M&C - Onshore
486 | KLAT-I-FD0111 | 250 | 1T |  | 1.0 |  | FR6 | ORANGE | OVE |  |  | 30 |  | 10.3 | 13.8 | F&G - FLAME DETECTOR (TRIPLE IR) | KLAT-FD-0111 | KLAT-MZD | T1 | M20S |  | HOLD | JUNCTION BOX | KLAT-FJB-0401 | KLAT-MZD | T1 | M20S |  | HOLD |  |  |  | PTSC M&C | PTSC M&C - Onshore
487 | KLAT-I-FD0112 | 250 | 1T |  | 1.0 |  | FR6 | ORANGE | OVE |  |  | 30 |  | 10.3 | 13.8 | F&G - FLAME DETECTOR (TRIPLE IR) | KLAT-FD-0112 | KLAT-MZD | T1 | M20S |  | HOLD | JUNCTION BOX | KLAT-FJB-0401 | KLAT-MZD | T1 | M20S |  | HOLD |  |  |  | PTSC M&C | PTSC M&C - Onshore
488 | KLAT-I-GD0116 | 250 | 1T |  | 1.0 |  | FR6 | ORANGE | OVE |  |  | 30 |  | 10.3 | 13.8 | F&G - GAS DETECTOR (IR POINT TYPE) | KLAT-GD-0116 | KLAT-MZD | T1 | M20S |  | HOLD | JUNCTION BOX | KLAT-FJB-0401 | KLAT-MZD | T1 | M20S |  | HOLD |  |  |  | PTSC M&C | PTSC M&C - Onshore
489 | KLAT-I-GD0117 | 250 | 1T |  | 1.0 |  | FR6 | ORANGE | OVE |  |  | 30 |  | 10.3 | 13.8 | F&G - GAS DETECTOR (IR POINT TYPE) | KLAT-GD-0117 | KLAT-MZD | T1 | M20S |  | HOLD | JUNCTION BOX | KLAT-FJB-0401 | KLAT-MZD | T1 | M20S |  | HOLD |  |  |  | PTSC M&C | PTSC M&C - Onshore
490 | KLAT-I-GD0118 | 250 | 1T |  | 1.0 |  | FR6 | ORANGE | OVE |  |  | 30 |  | 10.3 | 13.8 | F&G - GAS DETECTOR (IR POINT TYPE) | KLAT-GD-0118 | KLAT-MZD | T1 | M20S |  | HOLD | JUNCTION BOX | KLAT-FJB-0401 | KLAT-MZD | T1 | M20S |  | HOLD |  |  |  | PTSC M&C | PTSC M&C - Onshore
491 | KLAT-I-GD0119 | 250 | 1T |  | 1.0 |  | FR6 | ORANGE | OVE |  |  | 30 |  | 10.3 | 13.8 | F&G - GAS DETECTOR (IR POINT TYPE) | KLAT-GD-0119 | KLAT-MZD | T1 | M20S |  | HOLD | JUNCTION BOX | KLAT-FJB-0401 | KLAT-MZD | T1 | M20S |  | HOLD |  |  |  | PTSC M&C | PTSC M&C - Onshore
492 | KLAT-I-GD0120 | 250 | 1T |  | 1.0 |  | FR6 | ORANGE | OVE |  |  | 30 |  | 10.3 | 13.8 | F&G - GAS DETECTOR (IR POINT TYPE) | KLAT-GD-0120 | KLAT-MZD | T1 | M20S |  | HOLD | JUNCTION BOX | KLAT-FJB-0401 | KLAT-MZD | T1 | M20S |  | HOLD |  |  |  | PTSC M&C | PTSC M&C - Onshore
493 | KLAT-I-GD0121 | 250 | 1T |  | 1.0 |  | FR6 | ORANGE | OVE |  |  | 30 |  | 10.3 | 13.8 | F&G - GAS DETECTOR (IR POINT TYPE) | KLAT-GD-0121 | KLAT-MZD | T1 | M20S |  | HOLD | JUNCTION BOX | KLAT-FJB-0401 | KLAT-MZD | T1 | M20S |  | HOLD |  |  |  | PTSC M&C | PTSC M&C - Onshore
494 | KLAT-I-GD0122 | 250 | 1T |  | 1.0 |  | FR6 | ORANGE | OVE |  |  | 30 |  | 10.3 | 13.8 | F&G - GAS DETECTOR (IR POINT TYPE) | KLAT-GD-0122 | KLAT-MZD | T1 | M20S |  | HOLD | JUNCTION BOX | KLAT-FJB-0401 | KLAT-MZD | T1 | M20S |  | HOLD |  |  |  | PTSC M&C | PTSC M&C - Onshore
495 | KLAT-I-FJB0501 | 250 | 8T |  | 1.0 |  | FR8 | ORANGE | IND & OVE |  |  | 60 |  | 27.8 | 32.6 | JUNCTION BOX | KLAT-FJB-0501 | KLAT-UD | T1 | M40 |  | HOLD | SDS & FGS MARSHALLING CABINET | HOLD 1 | KLAT-EIR | T1 | M40 |  | HOLD |  |  |  | PTSC M&C | PTSC M&C - Onshore
496 | KLAT-I-FD0113 | 250 | 1T |  | 1.0 |  | FR6 | ORANGE | OVE |  |  | 30 |  | 10.3 | 13.8 | F&G - FLAME DETECTOR (VISUAL) | KLAT-FD-0113 | KLAT-UD | T1 | M20S |  | HOLD | JUNCTION BOX | KLAT-FJB-0501 | KLAT-UD | T1 | M20S |  | HOLD |  |  |  | PTSC M&C | PTSC M&C - Onshore
497 | KLAT-I-FD0114 | 250 | 1T |  | 1.0 |  | FR6 | ORANGE | OVE |  |  | 30 |  | 10.3 | 13.8 | F&G - FLAME DETECTOR (TRIPLE IR) | KLAT-FD-0114 | KLAT-UD | T1 | M20S |  | HOLD | JUNCTION BOX | KLAT-FJB-0501 | KLAT-UD | T1 | M20S |  | HOLD |  |  |  | PTSC M&C | PTSC M&C - Onshore
498 | KLAT-I-FD0115 | 250 | 1T |  | 1.0 |  | FR6 | ORANGE | OVE |  |  | 30 |  | 10.3 | 13.8 | F&G - FLAME DETECTOR (TRIPLE IR) | KLAT-FD-0115 | KLAT-UD | T1 | M20S |  | HOLD | JUNCTION BOX | KLAT-FJB-0501 | KLAT-UD | T1 | M20S |  | HOLD |  |  |  | PTSC M&C | PTSC M&C - Onshore
499 | KLAT-I-GD0123 | 250 | 1T |  | 1.0 |  | FR6 | ORANGE | OVE |  |  | 30 |  | 10.3 | 13.8 | F&G - GAS DETECTOR (IR POINT TYPE) | KLAT-GD-0123 | KLAT-UD | T1 | M20S |  | HOLD | JUNCTION BOX | KLAT-FJB-0501 | KLAT-UD | T1 | M20S |  | HOLD |  |  |  | PTSC M&C | PTSC M&C - Onshore
500 | KLAT-I-GD0124 | 250 | 1T |  | 1.0 |  | FR6 | ORANGE | OVE |  |  | 30 |  | 10.3 | 13.8 | F&G - GAS DETECTOR (IR POINT TYPE) | KLAT-GD-0124 | KLAT-UD | T1 | M20S |  | HOLD | JUNCTION BOX | KLAT-FJB-0501 | KLAT-UD | T1 | M20S |  | HOLD |  |  |  | PTSC M&C | PTSC M&C - Onshore
501 | KLAT-I-FJB0502-1 | 250 | 8P |  | 1.0 |  | FR2 | ORANGE | OVE |  |  | 60 |  | 22.5 | 27.1 | JUNCTION BOX | KLAT-FJB-0502 | KLAT-UD | T1 | M32 |  | HOLD | SDS & FGS MARSHALLING CABINET | HOLD 1 | KLAT-EIR | T1 | M32 |  | HOLD |  |  |  | PTSC M&C | PTSC M&C - Onshore
502 | KLAT-I-XZSO/C5201 | 250 | 2P |  | 1.0 |  | FR2 | ORANGE | OVE |  |  | 30 |  | 15.1 | 19.3 | OPEN & CLOSE LIMIT SWITCH ON/OFF VALVE | KLAT-XZSO/XZSC-5201 | KLAT-UD | T1 | M25S |  | HOLD | JUNCTION BOX | KLAT-FJB-0502 | KLAT-UD | T1 | M25S |  | HOLD |  |  |  | PTSC M&C | PTSC M&C - Onshore
503 | KLAT-I-XZSO/C5202 | 250 | 2P |  | 1.0 |  | FR2 | ORANGE | OVE |  |  | 30 |  | 15.1 | 19.3 | OPEN & CLOSE LIMIT SWITCH ON/OFF VALVE | KLAT-XZSO/XZSC-5202 | KLAT-UD | T1 | M25S |  | HOLD | JUNCTION BOX | KLAT-FJB-0502 | KLAT-UD | T1 | M25S |  | HOLD |  |  |  | PTSC M&C | PTSC M&C - Onshore
504 | KLAT-I-FJB0502-2 | 0.6/1K | 19C |  | 2.5 |  | FR9 | ORANGE | - |  |  | 60 |  | 28.3 | 33.1 | JUNCTION BOX | KLAT-FJB-0502 | KLAT-UD | T1 | M40 |  | HOLD | SDS & FGS MARSHALLING CABINET | HOLD 1 | KLAT-EIR | T1 | M40 |  | HOLD |  |  |  | PTSC M&C | PTSC M&C - Onshore
505 | KLAT-I-XXSV5201 | 0.6/1K | 2C |  | 1.5 |  | FR9 | ORANGE | - |  |  | 30 |  | 11.8 | 15.4 | ON/OFF VALVE-SOLENOID | KLAT-XXSV-5201 | KLAT-UD | T1 | M20 |  | HOLD | JUNCTION BOX | KLAT-FJB-0502 | KLAT-UD | T1 | M20 |  | HOLD |  |  |  | PTSC M&C | PTSC M&C - Onshore
506 | KLAT-I-XXSV5202 | 0.6/1K | 2C |  | 1.5 |  | FR9 | ORANGE | - |  |  | 30 |  | 11.8 | 15.4 | ON/OFF VALVE-SOLENOID | KLAT-XXSV-5202 | KLAT-UD | T1 | M20 |  | HOLD | JUNCTION BOX | KLAT-FJB-0502 | KLAT-UD | T1 | M20 |  | HOLD |  |  |  | PTSC M&C | PTSC M&C - Onshore
507 | KLAT-I-YH0109 | 0.6/1K | 2C |  | 2.5 |  | FR9 | ORANGE | - |  |  | 30 |  | 12.6 | 16.2 | F&G - SIREN | KLAT-YH-0109 | KLAT-UD | T1 | M20 |  | HOLD | JUNCTION BOX | KLAT-FJB-0502 | KLAT-UD | T1 | M20 |  | HOLD |  |  |  | PTSC M&C | PTSC M&C - Onshore
508 | KLAT-I-YH0110 | 0.6/1K | 2C |  | 2.5 |  | FR9 | ORANGE | - |  |  | 30 |  | 12.6 | 16.2 | F&G - SIREN | KLAT-YH-0110 | KLAT-UD | T1 | M20 |  | HOLD | JUNCTION BOX | KLAT-FJB-0502 | KLAT-UD | T1 | M20 |  | HOLD |  |  |  | PTSC M&C | PTSC M&C - Onshore
509 | KLAT-I-BR0103 | 0.6/1K | 2C |  | 2.5 |  | FR9 | ORANGE | - |  |  | 30 |  | 12.6 | 16.2 | F&G BEACON | KLAT-BR-0103 | KLAT-UD | T1 | M20 |  | HOLD | JUNCTION BOX | KLAT-FJB-0502 | KLAT-UD | T1 | M20 |  | HOLD |  |  |  | PTSC M&C | PTSC M&C - Onshore
510 | KLAT-I-CO6201-2 | 250 | 2P |  | 1.0 |  | FR2 | ORANGE | OVE |  |  | 30 |  | 15.1 | 19.3 | 24VDC AC/DC CONVERTER | KLAT-CO-6201 | KLAT-EIR | T1 | M25S |  | HOLD | SDS & FGS MARSHALLING CABINET | HOLD 1 | KLAT-EIR | T1 | M25S |  | HOLD |  |  |  | PTSC M&C | PTSC M&C - Onshore
511 | KLAT-I-CO6202-2 | 250 | 2P |  | 1.0 |  | FR2 | ORANGE | OVE |  |  | 30 |  | 15.1 | 19.3 | 24VDC AC/DC CONVERTER | KLAT-CO-6202 | KLAT-EIR | T1 | M25S |  | HOLD | SDS & FGS MARSHALLING CABINET | HOLD 1 | KLAT-EIR | T1 | M25S |  | HOLD |  |  |  | PTSC M&C | PTSC M&C - Onshore
512 | KLAT-I-DDP6201-3 | 250 | 2P |  | 1.0 |  | FR2 | ORANGE | OVE |  |  | 30 |  | 15.1 | 19.3 | 24VDC DISTRIBUTION PANEL | KLAT-DDP-6201 | KLAT-EIR | T1 | M25S |  | HOLD | SDS & FGS MARSHALLING CABINET | HOLD 1 | KLAT-EIR | T1 | M25S |  | HOLD |  |  |  | PTSC M&C | PTSC M&C - Onshore
513 | KLAT-I-ADP6501-2 | 250 | 4P |  | 1.0 |  | FR2 | ORANGE | OVE |  |  | 30 |  | 17.2 | 21.5 | 400VAC INCOMING PANEL | KLAT-ADP-6501 | KLAT-EIR | T1 | M25 |  | HOLD | SDS & FGS MARSHALLING CABINET | HOLD 1 | KLAT-EIR | T1 | M25 |  | HOLD |  |  |  | PTSC M&C | PTSC M&C - Onshore
514 | KLAT-I-ADP6601-2 | 250 | 2P |  | 1.0 |  | FR2 | ORANGE | OVE |  |  | 30 |  | 15.1 | 19.3 | 400/230VAC DISTRIBUTION PANEL | KLAT-ADP-6601 | KLAT-EIR | T1 | M25S |  | HOLD | SDS & FGS MARSHALLING CABINET | HOLD 1 | KLAT-EIR | T1 | M25S |  | HOLD |  |  |  | PTSC M&C | PTSC M&C - Onshore
515 | KLAT-I-MDR7301-2 | 250 | 2P |  | 1.0 |  | FR2 | ORANGE | OVE |  |  | 60 |  | 15.1 | 19.3 | MICROWAVE DIGITAL RADIO SYSTEM | KLAT-MDR-7301 | KLAT-EIR | T1 | M25S |  | HOLD | SDS & FGS MARSHALLING CABINET | HOLD 1 | KLAT-EIR | T1 | M25S |  | HOLD |  |  |  | PTSC M&C | PTSC M&C - Onshore
516 | KLAT-I-SD0101 | 250 | 1P |  | 1.0 |  | FR2 | ORANGE | OVE |  |  | 30 |  | 9.8 | 13.3 | F&G - SMOKE DETECTOR | KLAT-SD-0101 | KLAT-EIR | T1 | M20S |  | HOLD | SDS & FGS MARSHALLING CABINET | HOLD 1 | KLAT-EIR | T1 | M20S |  | HOLD |  |  |  | PTSC M&C | PTSC M&C - Onshore
517 | KLAT-I-SD0102 | 250 | 1P |  | 1.0 |  | FR2 | ORANGE | OVE |  |  | 30 |  | 9.8 | 13.3 | F&G - SMOKE DETECTOR | KLAT-SD-0102 | KLAT-EIR | T1 | M20S |  | HOLD | SDS & FGS MARSHALLING CABINET | HOLD 1 | KLAT-EIR | T1 | M20S |  | HOLD |  |  |  | PTSC M&C | PTSC M&C - Onshore
518 | KLAT-I-HD0101 | 250 | 1P |  | 1.0 |  | FR2 | ORANGE | OVE |  |  | 30 |  | 9.8 | 13.3 | F&G - HEAT DETECTOR | KLAT-HD-0101 | KLAT-EIR | T1 | M20S |  | HOLD | SDS & FGS MARSHALLING CABINET | HOLD 1 | KLAT-EIR | T1 | M20S |  | HOLD |  |  |  | PTSC M&C | PTSC M&C - Onshore
519 | KLAT-I-GD0109 | 250 | 1T |  | 1.0 |  | FR6 | ORANGE | OVE |  |  | 30 |  | 10.3 | 13.8 | F&G - GAS DETECTOR (IR POINT TYPE) | KLAT-GD-0109 | KLAT-EIR | T1 | M20S |  | HOLD | SDS & FGS MARSHALLING CABINET | HOLD 1 | KLAT-EIR | T1 | M20S |  | HOLD |  |  |  | PTSC M&C | PTSC M&C - Onshore
520 | KLAT-I-GD0110 | 250 | 1T |  | 1.0 |  | FR6 | ORANGE | OVE |  |  | 30 |  | 10.3 | 13.8 | F&G - GAS DETECTOR (IR POINT TYPE) | KLAT-GD-0110 | KLAT-EIR | T1 | M20S |  | HOLD | SDS & FGS MARSHALLING CABINET | HOLD 1 | KLAT-EIR | T1 | M20S |  | HOLD |  |  |  | PTSC M&C | PTSC M&C - Onshore
521 | KLAT-I-SD0101P | 0.6/1K | 2C |  | 1.5 |  | FR9 | ORANGE | - |  |  | 30 |  | 11.8 | 15.4 | F&G - SMOKE DETECTOR (PWR) | KLAT-SD-0101-P | KLAT-EIR | T1 | M20 |  | HOLD | SDS & FGS MARSHALLING CABINET | HOLD 1 | KLAT-EIR | T1 | M20 |  | HOLD |  |  |  | PTSC M&C | PTSC M&C - Onshore
522 | KLAT-I-SD0102P | 0.6/1K | 2C |  | 1.5 |  | FR9 | ORANGE | - |  |  | 30 |  | 11.8 | 15.4 | F&G - SMOKE DETECTOR (PWR) | KLAT-SD-0102-P | KLAT-EIR | T1 | M20 |  | HOLD | SDS & FGS MARSHALLING CABINET | HOLD 1 | KLAT-EIR | T1 | M20 |  | HOLD |  |  |  | PTSC M&C | PTSC M&C - Onshore
523 | KLAT-I-YH0105 | 0.6/1K | 2C |  | 2.5 |  | FR9 | ORANGE | - |  |  | 30 |  | 12.6 | 16.2 | F&G - SIREN | KLAT-YH-0105 | KLAT-EIR | T1 | M20 |  | HOLD | SDS & FGS MARSHALLING CABINET | HOLD 1 | KLAT-EIR | T1 | M20 |  | HOLD |  |  |  | PTSC M&C | PTSC M&C - Onshore
524 | KLAT-I-PK0701-5 | 250 | 8T |  | 1.0 |  | FR8 | ORANGE | IND & OVE |  |  | 30 |  | 27.8 | 32.6 | BOOSTER COMPRESSOR PACKAGE | KLAT-PK-0701 | KLAT-CD | T1 | M40 |  | HOLD | SDS & FGS MARSHALLING CABINET | HOLD 1 | KLAT-EIR | T1 | M40 |  | HOLD |  |  |  | PTSC M&C | PTSC M&C - Onshore

## Gland-Size (hidden)
ID | OD | GLAND SIZE
7.3 | 10.4 | M20S16
8.3 | 11.4 | M20S
9.5 | 12.8 | M20S
9.8 | 13.3 | M20S
10.3 | 13.8 | M20S
10.8 | 14 | M20S
11 | 14.3 | M20
11.6 | 14.8 | M20
11.8 | 15.4 | M20
12.6 | 15.8 | M20
12.6 | 16.2 | M20
15.1 | 19.3 | M25S
15.8 | 20.1 | M25S
16.3 | 19.8 | M25S
17.2 | 21.5 | M25
17.9 | 21.6 | M25
18.2 | 21.9 | M25
18.2 | 22.6 | M25
19.6 | 23.3 | M25
20.8 | 24.7 | M32
21.2 | 25.1 | M32
21.6 | 25.5 | M32
22.1 | 26.6 | M32
22.5 | 27.1 | M32
23.3 | 27.2 | M32
23.8 | 28.4 | M32
24.4 | 28.2 | M32
26.5 | 30.6 | M40
26.6 | 30.7 | M40
27.8 | 32.6 | M40
28.3 | 33.1 | M40
28.4 | 33.2 | M40
29.1 | 33.4 | M40
29.8 | 34.1 | M40
31.4 | 36.3 | M50S
31.6 | 36.6 | M50S
34 | 39 | M50S
34.6 | 39.6 | M50S
35.7 | 40.7 | M50S
37.1 | 42.8 | M50S
37.4 | 42.5 | M50S
39.2 | 45 | M50
40.6 | 46.4 | M50