## CVWA_OLD (hidden)
[7 empty] | VIETNAM BLOCK B GAS PROJECT PROVISION OF EPCI FOR HUB, WHP AND INFIELD PIPELINES | [21 empty] | Contract:
Facility:
Doc Title:
[7 empty] | CVWA - INSTRUMENT CABLE SCHEDULE | [21 empty] | Doc No.:
Rev No.
ITEM NOS. | CABLE NUMBERS | CABLES / WIRES | [13 empty] | FROM | [6 empty] | TO | [6 empty] | WIRING & TERMINATION DRAWING |  |  | SCOPE OF SUPPLY | SCOPE OF INSTALATION |  |  | REMARKS
|  | VOLTAGE GRADE (V) | NO. OF CORES | NO. OF CORES_C | SIZE (mm2) | TYPE OF AMOUR | CABLE TYPE | COLOR | SCREEN | Spare Cable Length | Estimate Cable Length | CABLE LENGTH (M) (NOTE 1) | DISCIPLINE CABLE | DIAMETER (mm) |  | EQUIPMENT DESCRIPTION | EQUIPMENT TAG | LOCATION | CABLE GLANDS |  |  | MCT NO. (HOLD3) | EQUIPMENT DESCRIPTION | EQUIPMENT TAG | LOCATION | CABLE GLANDS |  |  | MCT NO. (HOLD3) |  | REV. | SHEET |  |  | DRUM NO. | UPDATED BY REVISION
[14 empty] | I.D. | O.D. |  |  |  | TYPE | SIZE | TYPE OF GLAND MATERIAL |  |  |  |  | TYPE | SIZE | TYPE OF GLAND MATERIAL
I | PCS CABLES
|  | 250 | 16P |  | 1.0 |  | FL4 | GREY | IND & OVE |  |  | 60 |  | 24.4 | 28.2 | JUNCTION BOX | CVAT-IJB-0201 | CVAT-SCD | T1 |  |  | HOLD | PCS MARSHALLING CABINET | HOLD 1 | CVAT-EIR | [7 empty] | PTSC M&C | PTSC M&C - Onshore
|  | 250 | 1P |  | 1.0 |  | FL2 | GREY | OVE |  |  | 30 |  | 7.3 | 10.4 | LEVEL TRANSMITTER - MAGNETIC | CVAT-LIT-4201 | CVAT-SCD | T1 |  |  | HOLD | JUNCTION BOX | CVAT-IJB-0201 | CVAT-SCD | [7 empty] | PTSC M&C | PTSC M&C - Onshore
|  | 250 | 1P |  | 1.0 |  | FL2 | GREY | OVE |  |  | 30 |  | 7.3 | 10.4 | LEVEL TRANSMITTER - MAGNETIC | CVAT-LIT-4501 | CVAT-SCD | T1 |  |  | HOLD | JUNCTION BOX | CVAT-IJB-0201 | CVAT-SCD | [7 empty] | PTSC M&C | PTSC M&C - Onshore
|  | 250 | 1P |  | 1.0 |  | FL2 | GREY | OVE |  |  | 30 |  | 7.3 | 10.4 | LEVEL TRANSMITTER - MAGNETIC | CVAT-LIT-4502 | CVAT-SCD | T1 |  |  | HOLD | JUNCTION BOX | CVAT-IJB-0201 | CVAT-SCD | [7 empty] | PTSC M&C | PTSC M&C - Onshore
|  | 250 | 1P |  | 1.0 |  | FL2 | GREY | OVE |  |  | 30 |  | 7.3 | 10.4 | DIFF. PRESSURE TRANSMITTER | CVAT-PDIT-3301 | CVAT-SCD | T1 |  |  | HOLD | JUNCTION BOX | CVAT-IJB-0201 | CVAT-SCD | [7 empty] | PTSC M&C | PTSC M&C - Onshore
|  | 250 | 1P |  | 1.0 |  | FL2 | GREY | OVE |  |  | 30 |  | 7.3 | 10.4 | DIFF. PRESSURE TRANSMITTER | CVAT-PDIT-3302 | CVAT-SCD | T1 |  |  | HOLD | JUNCTION BOX | CVAT-IJB-0201 | CVAT-SCD | [7 empty] | PTSC M&C | PTSC M&C - Onshore |  |  | FUTURE
|  | 250 | 1P |  | 1.0 |  | FL2 | GREY | OVE |  |  | 30 |  | 7.3 | 10.4 | DIFF. PRESSURE TRANSMITTER | CVAT-PDIT-0801 | CVAT-SCD | T1 |  |  | HOLD | JUNCTION BOX | CVAT-IJB-0201 | CVAT-SCD | [7 empty] | PTSC M&C | PTSC M&C - Onshore |  |  | FUTURE
|  | 250 | 1P |  | 1.0 |  | FL2 | GREY | OVE |  |  | 30 |  | 7.3 | 10.4 | DIFF. PRESSURE TRANSMITTER | CVAT-PDIT-0802 | CVAT-SCD | T1 |  |  | HOLD | JUNCTION BOX | CVAT-IJB-0201 | CVAT-SCD | [7 empty] | PTSC M&C | PTSC M&C - Onshore |  |  | FUTURE
|  | 250 | 1P |  | 1.0 |  | FL2 | GREY | OVE |  |  | 30 |  | 7.3 | 10.4 | DIFF. PRESSURE TRANSMITTER | CVAT-PDIT-0803 | CVAT-SCD | T1 |  |  | HOLD | JUNCTION BOX | CVAT-IJB-0201 | CVAT-SCD | [7 empty] | PTSC M&C | PTSC M&C - Onshore |  |  | FUTURE
|  | 250 | 1P |  | 1.0 |  | FL2 | GREY | OVE |  |  | 30 |  | 7.3 | 10.4 | DIFF. PRESSURE TRANSMITTER | CVAT-PDIT-0804 | CVAT-SCD | T1 |  |  | HOLD | JUNCTION BOX | CVAT-IJB-0201 | CVAT-SCD | [7 empty] | PTSC M&C | PTSC M&C - Onshore |  |  | FUTURE
|  | 250 | 1P |  | 1.0 |  | FL2 | GREY | OVE |  |  | 30 |  | 7.3 | 10.4 | PRESSURE TRANSMITTER | CVAT-PIT-4201 | CVAT-SCD | T1 |  |  | HOLD | JUNCTION BOX | CVAT-IJB-0201 | CVAT-SCD | [7 empty] | PTSC M&C | PTSC M&C - Onshore
|  | 250 | 1P |  | 1.0 |  | FL2 | GREY | OVE |  |  | 30 |  | 7.3 | 10.4 | TEMPERATURE TRANSMITTER | CVAT-TIT-4201 | CVAT-SCD | T1 |  |  | HOLD | JUNCTION BOX | CVAT-IJB-0201 | CVAT-SCD | [7 empty] | PTSC M&C | PTSC M&C - Onshore
|  | 250 | 1P |  | 1.0 |  | FL2 | GREY | OVE |  |  | 30 |  | 7.3 | 10.4 | LEVEL TRANSMITTER - DP TYPE | CVAT-LIT-5801 | CVAT-SCD | T1 |  |  | HOLD | JUNCTION BOX | CVAT-IJB-0201 | CVAT-SCD | [7 empty] | PTSC M&C | PTSC M&C - Onshore
|  | 250 | 1P |  | 1.0 |  | FL2 | GREY | OVE |  |  | 30 |  | 7.3 | 10.4 | CONTROL VALVE - PRESSURE | CVAT-PCV-0801 | CVAT-SCD | T1 |  |  | HOLD | JUNCTION BOX | CVAT-IJB-0201 | CVAT-SCD | [7 empty] | PTSC M&C | PTSC M&C - Onshore |  |  | FUTURE
|  | 250 | 20P |  | 1.0 |  | FL2 | GREY | OVE |  |  | 60 |  | 23.3 | 27.2 | JUNCTION BOX | CVAT-IJB-0202 | CVAT-SCD | T1 |  |  | HOLD | PCS MARSHALLING CABINET | HOLD 1 | CVAT-EIR | [7 empty] | PTSC M&C | PTSC M&C - Onshore
|  | 250 | 2P |  | 1.0 |  | FL2 | GREY | OVE |  |  | 30 |  | 10.8 | 14 | OPEN & CLOSE STATUS VALVE | CVAT-SZSO/SZSC-0801 | CVAT-SCD | T1 |  |  | HOLD | JUNCTION BOX | CVAT-IJB-0202 | CVAT-SCD | [7 empty] | PTSC M&C | PTSC M&C - Onshore
|  | 250 | 1P |  | 1.0 |  | FL2 | GREY | OVE |  |  | 30 |  | 26.5 | 30.6 | PARTIAL STROKE CLOSED STATUS | CVAT-SZSP-0801 | CVAT-SCD | T1 |  |  | HOLD | JUNCTION BOX | CVAT-IJB-0202 | CVAT-SCD | [7 empty] | PTSC M&C | PTSC M&C - Onshore
|  | 250 | 1P |  | 1.0 |  | FL2 | GREY | OVE |  |  | 30 |  | 26.5 | 30.6 | VALVE LOCAL PST BUTTON | CVAT-PB-0801 | CVAT-SCD | T1 |  |  | HOLD | JUNCTION BOX | CVAT-IJB-0202 | CVAT-SCD | [7 empty] | PTSC M&C | PTSC M&C - Onshore
|  | 250 | 2P |  | 1.0 |  | FL2 | GREY | OVE |  |  | 30 |  | 26.5 | 30.6 | OPEN & CLOSE STATUS VALVE | CVAT-SZSO/SZSC-0802 | CVAT-SCD | T1 |  |  | HOLD | JUNCTION BOX | CVAT-IJB-0202 | CVAT-SCD | [7 empty] | PTSC M&C | PTSC M&C - Onshore |  |  | FUTURE
|  | 250 | 1P |  | 1.0 |  | FL2 | GREY | OVE |  |  | 30 |  | 26.5 | 30.6 | PARTIAL STROKE CLOSED STATUS | CVAT-SZSP-0802 | CVAT-SCD | T1 |  |  | HOLD | JUNCTION BOX | CVAT-IJB-0202 | CVAT-SCD | [7 empty] | PTSC M&C | PTSC M&C - Onshore |  |  | FUTURE
|  | 250 | 1P |  | 1.0 |  | FL2 | GREY | OVE |  |  | 30 |  | 26.5 | 30.6 | VALVE LOCAL PST BUTTON | CVAT-PB-0802 | CVAT-SCD | T1 |  |  | HOLD | JUNCTION BOX | CVAT-IJB-0202 | CVAT-SCD | [7 empty] | PTSC M&C | PTSC M&C - Onshore |  |  | FUTURE
|  | 250 | 2P |  | 1.0 |  | FL2 | GREY | OVE |  |  | 30 |  | 26.5 | 30.6 | OPEN & CLOSE STATUS VALVE | CVAT-SZSO/SZSC-0803 | CVAT-SCD | T1 |  |  | HOLD | JUNCTION BOX | CVAT-IJB-0202 | CVAT-SCD | [7 empty] | PTSC M&C | PTSC M&C - Onshore |  |  | FUTURE
|  | 250 | 2P |  | 1.0 |  | FL2 | GREY | OVE |  |  | 30 |  | 26.5 | 30.6 | PARTIAL STROKE CLOSED STATUS | CVAT-XZSO/XZSC-4003 | CVAT-SCD | T1 |  |  | HOLD | JUNCTION BOX | CVAT-IJB-0202 | CVAT-SCD | [7 empty] | PTSC M&C | PTSC M&C - Onshore
|  | 250 | 2P |  | 1.0 |  | FL2 | GREY | OVE |  |  | 30 |  | 10.8 | 14 | OPEN & CLOSE STATUS VALVE | CVAT-XZSO/XZSC-4004 | CVAT-SCD | T1 |  |  | HOLD | JUNCTION BOX | CVAT-IJB-0202 | CVAT-SCD | [7 empty] | PTSC M&C | PTSC M&C - Onshore
|  | 250 | 2P |  | 1.0 |  | FL2 | GREY | OVE |  |  | 30 |  | 10.8 | 14 | OPEN & CLOSE STATUS VALVE | CVAT-SZSO/SZSC-0804 | CVAT-SCD | T1 |  |  | HOLD | JUNCTION BOX | CVAT-IJB-0202 | CVAT-SCD | [7 empty] | PTSC M&C | PTSC M&C - Onshore |  |  | FUTURE
|  | 250 | 1P |  | 1.0 |  | FL2 | GREY | OVE |  |  | 30 |  | 7.3 | 10.4 | PARTIAL STROKE CLOSED STATUS | CVAT-SZSP-0804 | CVAT-SCD | T1 |  |  | HOLD | JUNCTION BOX | CVAT-IJB-0202 | CVAT-SCD | [7 empty] | PTSC M&C | PTSC M&C - Onshore |  |  | FUTURE
|  | 250 | 1P |  | 1.0 |  | FL2 | GREY | OVE |  |  | 30 |  | 7.3 | 10.4 | VALVE LOCAL PST BUTTON | CVAT-PB-0804 | CVAT-SCD | T1 |  |  | HOLD | JUNCTION BOX | CVAT-IJB-0202 | CVAT-SCD | [7 empty] | PTSC M&C | PTSC M&C - Onshore |  |  | FUTURE
|  | 250 | 24P |  | 1.0 |  | FL2 | GREY | OVE |  |  | 60 |  | 26.5 | 30.6 | JUNCTION BOX | CVAT-IJB-0203 | CVAT-SCD | T1 |  |  | HOLD | PCS MARSHALLING CABINET | HOLD 1 | CVAT-EIR | [7 empty] | PTSC M&C | PTSC M&C - Onshore |  |  | FUTURE
|  | 250 | 2P |  | 1.0 |  | FL2 | GREY | OVE |  |  | 30 |  | 10.8 | 14 | OPEN & CLOSE STATUS VALVE | CVAT-SZSO/SZSC-0805 | CVAT-SCD | T1 |  |  | HOLD | JUNCTION BOX | CVAT-IJB-0203 | CVAT-SCD | [7 empty] | PTSC M&C | PTSC M&C - Onshore |  |  | FUTURE
|  | 250 | 1P |  | 1.0 |  | FL2 | GREY | OVE |  |  | 30 |  | 7.3 | 10.4 | PARTIAL STROKE CLOSED STATUS | CVAT-SZSP-0805 | CVAT-SCD | T1 |  |  | HOLD | JUNCTION BOX | CVAT-IJB-0203 | CVAT-SCD | [7 empty] | PTSC M&C | PTSC M&C - Onshore |  |  | FUTURE
|  | 250 | 1P |  | 1.0 |  | FL2 | GREY | OVE |  |  | 30 |  | 7.3 | 10.4 | VALVE LOCAL PST BUTTON | CVAT-PB-0805 | CVAT-SCD | T1 |  |  | HOLD | JUNCTION BOX | CVAT-IJB-0203 | CVAT-SCD | [7 empty] | PTSC M&C | PTSC M&C - Onshore |  |  | FUTURE
|  | 250 | 2P |  | 1.0 |  | FL2 | GREY | OVE |  |  | 30 |  | 10.8 | 14 | OPEN & CLOSE STATUS VALVE | CVAT-SZSO/SZSC-0806 | CVAT-SCD | T1 |  |  | HOLD | JUNCTION BOX | CVAT-IJB-0203 | CVAT-SCD | [7 empty] | PTSC M&C | PTSC M&C - Onshore |  |  | FUTURE
|  | 250 | 2P |  | 1.0 |  | FL2 | GREY | OVE |  |  | 30 |  | 10.8 | 14 | OPEN & CLOSE STATUS VALVE | CVAT-SZSO/SZSC-0807 | CVAT-SCD | T1 |  |  | HOLD | JUNCTION BOX | CVAT-IJB-0203 | CVAT-SCD | [7 empty] | PTSC M&C | PTSC M&C - Onshore |  |  | FUTURE
|  | 250 | 1P |  | 1.0 |  | FL2 | GREY | OVE |  |  | 30 |  | 7.3 | 10.4 | PARTIAL STROKE CLOSED STATUS | CVAT-SZSP-0807 | CVAT-SCD | T1 |  |  | HOLD | JUNCTION BOX | CVAT-IJB-0203 | CVAT-SCD | [7 empty] | PTSC M&C | PTSC M&C - Onshore |  |  | FUTURE
|  | 250 | 1P |  | 1.0 |  | FL2 | GREY | OVE |  |  | 30 |  | 7.3 | 10.4 | VALVE LOCAL PST BUTTON | CVAT-PB-0807 | CVAT-SCD | T1 |  |  | HOLD | JUNCTION BOX | CVAT-IJB-0203 | CVAT-SCD | [7 empty] | PTSC M&C | PTSC M&C - Onshore |  |  | FUTURE
|  | 250 | 2P |  | 1.0 |  | FL2 | GREY | OVE |  |  | 30 |  | 10.8 | 14 | OPEN & CLOSE STATUS VALVE | CVAT-SZSO/SZSC-0808 | CVAT-SCD | T1 |  |  | HOLD | JUNCTION BOX | CVAT-IJB-0203 | CVAT-SCD | [7 empty] | PTSC M&C | PTSC M&C - Onshore |  |  | FUTURE
|  | 250 | 2P |  | 1.0 |  | FL2 | GREY | OVE |  |  | 30 |  | 10.8 | 14 | OPEN & CLOSE STATUS VALVE | CVAT-SZSO/SZSC-0809 | CVAT-SCD | T1 |  |  | HOLD | JUNCTION BOX | CVAT-IJB-0203 | CVAT-SCD | [7 empty] | PTSC M&C | PTSC M&C - Onshore |  |  | FUTURE
|  | 250 | 1P |  | 1.0 |  | FL2 | GREY | OVE |  |  | 30 |  | 7.3 | 10.4 | PARTIAL STROKE CLOSED STATUS | CVAT-SZSP-0809 | CVAT-SCD | T1 |  |  | HOLD | JUNCTION BOX | CVAT-IJB-0203 | CVAT-SCD | [7 empty] | PTSC M&C | PTSC M&C - Onshore |  |  | FUTURE
|  | 250 | 1P |  | 1.0 |  | FL2 | GREY | OVE |  |  | 30 |  | 7.3 | 10.4 | VALVE LOCAL PST BUTTON | CVAT-PB-0809 | CVAT-SCD | T1 |  |  | HOLD | JUNCTION BOX | CVAT-IJB-0203 | CVAT-SCD | [7 empty] | PTSC M&C | PTSC M&C - Onshore |  |  | FUTURE
|  | 250 | 2P |  | 1.0 |  | FL2 | GREY | OVE |  |  | 30 |  | 10.8 | 14 | OPEN & CLOSE STATUS VALVE | CVAT-SZSO/SZSC-0810 | CVAT-SCD | T1 |  |  | HOLD | JUNCTION BOX | CVAT-IJB-0203 | CVAT-SCD | [7 empty] | PTSC M&C | PTSC M&C - Onshore |  |  | FUTURE
|  | 250 | 2P |  | 1.0 |  | FL2 | GREY | OVE |  |  | 30 |  | 10.8 | 14 | OPEN & CLOSE STATUS VALVE | CVAT-SZSO/SZSC-0821 | CVAT-SCD | T1 |  |  | HOLD | JUNCTION BOX | CVAT-IJB-0203 | CVAT-SCD | [7 empty] | PTSC M&C | PTSC M&C - Onshore |  |  | FUTURE
|  | 250 | 1P |  | 1.0 |  | FL2 | GREY | OVE |  |  | 30 |  | 7.3 | 10.4 | PARTIAL STROKE CLOSED STATUS | CVAT-XZSP-0821 | CVAT-SCD | T1 |  |  | HOLD | JUNCTION BOX | CVAT-IJB-0203 | CVAT-SCD | [7 empty] | PTSC M&C | PTSC M&C - Onshore |  |  | FUTURE
|  | 250 | 1P |  | 1.0 |  | FL2 | GREY | OVE |  |  | 30 |  | 7.3 | 10.4 | VALVE LOCAL PST BUTTON | CVAT-PB-0821 | CVAT-SCD | T1 |  |  | HOLD | JUNCTION BOX | CVAT-IJB-0203 | CVAT-SCD | [7 empty] | PTSC M&C | PTSC M&C - Onshore |  |  | FUTURE
|  | 250 | 24P |  | 1.0 |  | FL2 | GREY | OVE |  |  | 60 |  | 26.5 | 30.6 | JUNCTION BOX | CVAT-IJB-0301 | CVAT-CD | T1 |  |  | HOLD | PCS MARSHALLING CABINET | HOLD 1 | CVAT-EIR | [7 empty] | PTSC M&C | PTSC M&C - Onshore
|  | 250 | 2P |  | 1.0 |  | FL2 | GREY | OVE |  |  | 30 |  | 10.8 | 14 | OPEN & CLOSE STATUS VALVE | CVAT-XZSO/XZSC-0601 | CVAT-CD | T1 |  |  | HOLD | JUNCTION BOX | CVAT-IJB-0301 | CVAT-CD | [7 empty] | PTSC M&C | PTSC M&C - Onshore
|  | 250 | 2P |  | 1.0 |  | FL2 | GREY | OVE |  |  | 30 |  | 10.8 | 14 | OPEN & CLOSE STATUS VALVE | CVAT-XZSO/XZSC-0602 | CVAT-CD | T1 |  |  | HOLD | JUNCTION BOX | CVAT-IJB-0301 | CVAT-CD | [7 empty] | PTSC M&C | PTSC M&C - Onshore
|  | 250 | 2P |  | 1.0 |  | FL2 | GREY | OVE |  |  | 30 |  | 10.8 | 14 | OPEN & CLOSE STATUS VALVE | CVAT-XZSO/XZSC-0606 | CVAT-CD | T1 |  |  | HOLD | JUNCTION BOX | CVAT-IJB-0301 | CVAT-CD | [7 empty] | PTSC M&C | PTSC M&C - Onshore
|  | 250 | 2P |  | 1.0 |  | FL2 | GREY | OVE |  |  | 30 |  | 10.8 | 14 | OPEN & CLOSE STATUS VALVE | CVAT-XZSO/XZSC-0607 | CVAT-CD | T1 |  |  | HOLD | JUNCTION BOX | CVAT-IJB-0301 | CVAT-CD | [7 empty] | PTSC M&C | PTSC M&C - Onshore
|  | 250 | 2P |  | 1.0 |  | FL2 | GREY | OVE |  |  | 30 |  | 10.8 | 14 | OPEN & CLOSE STATUS VALVE | CVAT-XZSO/XZSC-0611 | CVAT-CD | T1 |  |  | HOLD | JUNCTION BOX | CVAT-IJB-0301 | CVAT-CD | [7 empty] | PTSC M&C | PTSC M&C - Onshore
|  | 250 | 2P |  | 1.0 |  | FL2 | GREY | OVE |  |  | 30 |  | 10.8 | 14 | OPEN & CLOSE STATUS VALVE | CVAT-XZSO/XZSC-0612 | CVAT-CD | T1 |  |  | HOLD | JUNCTION BOX | CVAT-IJB-0301 | CVAT-CD | [7 empty] | PTSC M&C | PTSC M&C - Onshore
|  | 250 | 2P |  | 1.0 |  | FL2 | GREY | OVE |  |  | 30 |  | 10.8 | 14 | OPEN & CLOSE STATUS VALVE | CVAT-XZSO/XZSC-0616 | CVAT-CD | T1 |  |  | HOLD | JUNCTION BOX | CVAT-IJB-0301 | CVAT-CD | [7 empty] | PTSC M&C | PTSC M&C - Onshore
|  | 250 | 2P |  | 1.0 |  | FL2 | GREY | OVE |  |  | 30 |  | 10.8 | 14 | OPEN & CLOSE STATUS VALVE | CVAT-XZSO/XZSC-0617 | CVAT-CD | T1 |  |  | HOLD | JUNCTION BOX | CVAT-IJB-0301 | CVAT-CD | [7 empty] | PTSC M&C | PTSC M&C - Onshore
|  | 250 | 2P |  | 1.0 |  | FL2 | GREY | OVE |  |  | 30 |  | 10.8 | 14 | OPEN & CLOSE STATUS VALVE | CVAT-XZSO/XZSC-0619 | CVAT-CD | T1 |  |  | HOLD | JUNCTION BOX | CVAT-IJB-0301 | CVAT-CD | [7 empty] | PTSC M&C | PTSC M&C - Onshore
|  | 250 | 2P |  | 1.0 |  | FL2 | GREY | OVE |  |  | 30 |  | 10.8 | 14 | OPEN & CLOSE STATUS VALVE | CVAT-XZSO/XZSC-0620 | CVAT-CD | T1 |  |  | HOLD | JUNCTION BOX | CVAT-IJB-0301 | CVAT-CD | [7 empty] | PTSC M&C | PTSC M&C - Onshore
|  | 250 | 24P |  | 1.0 |  | FL2 | GREY | OVE |  |  | 60 |  | 26.5 | 30.6 | JUNCTION BOX | CVAT-IJB-0302 | CVAT-CD | T1 |  |  | HOLD | PCS MARSHALLING CABINET | HOLD 1 | CVAT-EIR | [7 empty] | PTSC M&C | PTSC M&C - Onshore
|  | 250 | 2P |  | 1.0 |  | FL2 | GREY | OVE |  |  | 30 |  | 10.8 | 14 | OPEN & CLOSE STATUS VALVE | CVAT-XZSO/XZSC-0603 | CVAT-CD | T1 |  |  | HOLD | JUNCTION BOX | CVAT-IJB-0302 | CVAT-CD | [7 empty] | PTSC M&C | PTSC M&C - Onshore
|  | 250 | 2P |  | 1.0 |  | FL2 | GREY | OVE |  |  | 30 |  | 10.8 | 14 | OPEN & CLOSE STATUS VALVE | CVAT-XZSO/XZSC-0604 | CVAT-CD | T1 |  |  | HOLD | JUNCTION BOX | CVAT-IJB-0302 | CVAT-CD | [7 empty] | PTSC M&C | PTSC M&C - Onshore
|  | 250 | 2P |  | 1.0 |  | FL2 | GREY | OVE |  |  | 30 |  | 10.8 | 14 | OPEN & CLOSE STATUS VALVE | CVAT-XZSO/XZSC-0605 | CVAT-CD | T1 |  |  | HOLD | JUNCTION BOX | CVAT-IJB-0302 | CVAT-CD | [7 empty] | PTSC M&C | PTSC M&C - Onshore
|  | 250 | 2P |  | 1.0 |  | FL2 | GREY | OVE |  |  | 30 |  | 10.8 | 14 | OPEN & CLOSE STATUS VALVE | CVAT-XZSO/XZSC-0608 | CVAT-CD | T1 |  |  | HOLD | JUNCTION BOX | CVAT-IJB-0302 | CVAT-CD | [7 empty] | PTSC M&C | PTSC M&C - Onshore
|  | 250 | 2P |  | 1.0 |  | FL2 | GREY | OVE |  |  | 30 |  | 10.8 | 14 | OPEN & CLOSE STATUS VALVE | CVAT-XZSO/XZSC-0609 | CVAT-CD | T1 |  |  | HOLD | JUNCTION BOX | CVAT-IJB-0302 | CVAT-CD | [7 empty] | PTSC M&C | PTSC M&C - Onshore
|  | 250 | 2P |  | 1.0 |  | FL2 | GREY | OVE |  |  | 30 |  | 10.8 | 14 | OPEN & CLOSE STATUS VALVE | CVAT-XZSO/XZSC-0610 | CVAT-CD | T1 |  |  | HOLD | JUNCTION BOX | CVAT-IJB-0302 | CVAT-CD | [7 empty] | PTSC M&C | PTSC M&C - Onshore
|  | 250 | 2P |  | 1.0 |  | FL2 | GREY | OVE |  |  | 30 |  | 10.8 | 14 | OPEN & CLOSE STATUS VALVE | CVAT-XZSO/XZSC-0613 | CVAT-CD | T1 |  |  | HOLD | JUNCTION BOX | CVAT-IJB-0302 | CVAT-CD | [7 empty] | PTSC M&C | PTSC M&C - Onshore
|  | 250 | 2P |  | 1.0 |  | FL2 | GREY | OVE |  |  | 30 |  | 10.8 | 14 | OPEN & CLOSE STATUS VALVE | CVAT-XZSO/XZSC-0614 | CVAT-CD | T1 |  |  | HOLD | JUNCTION BOX | CVAT-IJB-0302 | CVAT-CD | [7 empty] | PTSC M&C | PTSC M&C - Onshore
|  | 250 | 2P |  | 1.0 |  | FL2 | GREY | OVE |  |  | 30 |  | 10.8 | 14 | OPEN & CLOSE STATUS VALVE | CVAT-XZSO/XZSC-0615 | CVAT-CD | T1 |  |  | HOLD | JUNCTION BOX | CVAT-IJB-0302 | CVAT-CD | [7 empty] | PTSC M&C | PTSC M&C - Onshore
|  | 250 | 2P |  | 1.0 |  | FL2 | GREY | OVE |  |  | 30 |  | 10.8 | 14 | OPEN & CLOSE STATUS VALVE | CVAT-XZSO/XZSC-0618 | CVAT-CD | T1 |  |  | HOLD | JUNCTION BOX | CVAT-IJB-0302 | CVAT-CD | [7 empty] | PTSC M&C | PTSC M&C - Onshore
|  | 250 | 24P |  | 1.0 |  | FL2 | GREY | OVE |  |  | 60 |  | 26.5 | 30.6 | JUNCTION BOX | CVAT-IJB-0303 | CVAT-CD | T1 |  |  | HOLD | PCS MARSHALLING CABINET | HOLD 1 | CVAT-EIR | [7 empty] | PTSC M&C | PTSC M&C - Onshore
|  | 250 | 2P |  | 1.0 |  | FL2 | GREY | OVE |  |  | 30 |  | 10.8 | 14 | OPEN & CLOSE STATUS VALVE | CVAT-XZSO/XZSC-0801 | CVAT-CD | T1 |  |  | HOLD | JUNCTION BOX | CVAT-IJB-0303 | CVAT-CD | [7 empty] | PTSC M&C | PTSC M&C - Onshore
|  | 250 | 2P |  | 1.0 |  | FL2 | GREY | OVE |  |  | 30 |  | 10.8 | 14 | OPEN & CLOSE STATUS VALVE | CVAT-XZSO/XZSC-0802 | CVAT-CD | T1 |  |  | HOLD | JUNCTION BOX | CVAT-IJB-0303 | CVAT-CD | [7 empty] | PTSC M&C | PTSC M&C - Onshore
|  | 250 | 2P |  | 1.0 |  | FL2 | GREY | OVE |  |  | 30 |  | 10.8 | 14 | OPEN & CLOSE STATUS VALVE | CVAT-XZSO/XZSC-0806 | CVAT-CD | T1 |  |  | HOLD | JUNCTION BOX | CVAT-IJB-0303 | CVAT-CD | [7 empty] | PTSC M&C | PTSC M&C - Onshore
|  | 250 | 2P |  | 1.0 |  | FL2 | GREY | OVE |  |  | 30 |  | 10.8 | 14 | OPEN & CLOSE STATUS VALVE | CVAT-XZSO/XZSC-0807 | CVAT-CD | T1 |  |  | HOLD | JUNCTION BOX | CVAT-IJB-0303 | CVAT-CD | [7 empty] | PTSC M&C | PTSC M&C - Onshore
|  | 250 | 2P |  | 1.0 |  | FL2 | GREY | OVE |  |  | 30 |  | 10.8 | 14 | OPEN & CLOSE STATUS VALVE | CVAT-XZSO/XZSC-0811 | CVAT-CD | T1 |  |  | HOLD | JUNCTION BOX | CVAT-IJB-0303 | CVAT-CD | [7 empty] | PTSC M&C | PTSC M&C - Onshore
|  | 250 | 2P |  | 1.0 |  | FL2 | GREY | OVE |  |  | 30 |  | 10.8 | 14 | OPEN & CLOSE STATUS VALVE | CVAT-XZSO/XZSC-0812 | CVAT-CD | T1 |  |  | HOLD | JUNCTION BOX | CVAT-IJB-0303 | CVAT-CD | [7 empty] | PTSC M&C | PTSC M&C - Onshore
|  | 250 | 2P |  | 1.0 |  | FL2 | GREY | OVE |  |  | 30 |  | 10.8 | 14 | OPEN & CLOSE STATUS VALVE | CVAT-XZSO/XZSC-0816 | CVAT-CD | T1 |  |  | HOLD | JUNCTION BOX | CVAT-IJB-0303 | CVAT-CD | [7 empty] | PTSC M&C | PTSC M&C - Onshore
|  | 250 | 2P |  | 1.0 |  | FL2 | GREY | OVE |  |  | 30 |  | 10.8 | 14 | OPEN & CLOSE STATUS VALVE | CVAT-XZSO/XZSC-0817 | CVAT-CD | T1 |  |  | HOLD | JUNCTION BOX | CVAT-IJB-0303 | CVAT-CD | [7 empty] | PTSC M&C | PTSC M&C - Onshore
|  | 250 | 2P |  | 1.0 |  | FL2 | GREY | OVE |  |  | 30 |  | 10.8 | 14 | OPEN & CLOSE STATUS VALVE | CVAT-XZSO/XZSC-0819 | CVAT-CD | T1 |  |  | HOLD | JUNCTION BOX | CVAT-IJB-0303 | CVAT-CD | [7 empty] | PTSC M&C | PTSC M&C - Onshore
|  | 250 | 2P |  | 1.0 |  | FL2 | GREY | OVE |  |  | 30 |  | 10.8 | 14 | OPEN & CLOSE STATUS VALVE | CVAT-XZSO/XZSC-0820 | CVAT-CD | T1 |  |  | HOLD | JUNCTION BOX | CVAT-IJB-0303 | CVAT-CD | [7 empty] | PTSC M&C | PTSC M&C - Onshore
|  | 250 | 24P |  | 1.0 |  | FL2 | GREY | OVE |  |  | 60 |  | 26.5 | 30.6 | JUNCTION BOX | CVAT-IJB-0304 | CVAT-CD | T1 |  |  | HOLD | PCS MARSHALLING CABINET | HOLD 1 | CVAT-EIR | [7 empty] | PTSC M&C | PTSC M&C - Onshore
|  | 250 | 2P |  | 1.0 |  | FL2 | GREY | OVE |  |  | 30 |  | 10.8 | 14 | OPEN & CLOSE STATUS VALVE | CVAT-XZSO/XZSC-0803 | CVAT-CD | T1 |  |  | HOLD | JUNCTION BOX | CVAT-IJB-0304 | CVAT-CD | [7 empty] | PTSC M&C | PTSC M&C - Onshore
|  | 250 | 2P |  | 1.0 |  | FL2 | GREY | OVE |  |  | 30 |  | 10.8 | 14 | OPEN & CLOSE STATUS VALVE | CVAT-XZSO/XZSC-0804 | CVAT-CD | T1 |  |  | HOLD | JUNCTION BOX | CVAT-IJB-0304 | CVAT-CD | [7 empty] | PTSC M&C | PTSC M&C - Onshore
|  | 250 | 2P |  | 1.0 |  | FL2 | GREY | OVE |  |  | 30 |  | 10.8 | 14 | OPEN & CLOSE STATUS VALVE | CVAT-XZSO/XZSC-0805 | CVAT-CD | T1 |  |  | HOLD | JUNCTION BOX | CVAT-IJB-0304 | CVAT-CD | [7 empty] | PTSC M&C | PTSC M&C - Onshore
|  | 250 | 2P |  | 1.0 |  | FL2 | GREY | OVE |  |  | 30 |  | 10.8 | 14 | OPEN & CLOSE STATUS VALVE | CVAT-XZSO/XZSC-0808 | CVAT-CD | T1 |  |  | HOLD | JUNCTION BOX | CVAT-IJB-0304 | CVAT-CD | [7 empty] | PTSC M&C | PTSC M&C - Onshore
|  | 250 | 2P |  | 1.0 |  | FL2 | GREY | OVE |  |  | 30 |  | 10.8 | 14 | OPEN & CLOSE STATUS VALVE | CVAT-XZSO/XZSC-0809 | CVAT-CD | T1 |  |  | HOLD | JUNCTION BOX | CVAT-IJB-0304 | CVAT-CD | [7 empty] | PTSC M&C | PTSC M&C - Onshore
|  | 250 | 2P |  | 1.0 |  | FL2 | GREY | OVE |  |  | 30 |  | 10.8 | 14 | OPEN & CLOSE STATUS VALVE | CVAT-XZSO/XZSC-0810 | CVAT-CD | T1 |  |  | HOLD | JUNCTION BOX | CVAT-IJB-0304 | CVAT-CD | [7 empty] | PTSC M&C | PTSC M&C - Onshore
|  | 250 | 2P |  | 1.0 |  | FL2 | GREY | OVE |  |  | 30 |  | 10.8 | 14 | OPEN & CLOSE STATUS VALVE | CVAT-XZSO/XZSC-0813 | CVAT-CD | T1 |  |  | HOLD | JUNCTION BOX | CVAT-IJB-0304 | CVAT-CD | [7 empty] | PTSC M&C | PTSC M&C - Onshore
|  | 250 | 2P |  | 1.0 |  | FL2 | GREY | OVE |  |  | 30 |  | 10.8 | 14 | OPEN & CLOSE STATUS VALVE | CVAT-XZSO/XZSC-0814 | CVAT-CD | T1 |  |  | HOLD | JUNCTION BOX | CVAT-IJB-0304 | CVAT-CD | [7 empty] | PTSC M&C | PTSC M&C - Onshore
|  | 250 | 2P |  | 1.0 |  | FL2 | GREY | OVE |  |  | 30 |  | 10.8 | 14 | OPEN & CLOSE STATUS VALVE | CVAT-XZSO/XZSC-0815 | CVAT-CD | T1 |  |  | HOLD | JUNCTION BOX | CVAT-IJB-0304 | CVAT-CD | [7 empty] | PTSC M&C | PTSC M&C - Onshore
|  | 250 | 2P |  | 1.0 |  | FL2 | GREY | OVE |  |  | 30 |  | 10.8 | 14 | OPEN & CLOSE STATUS VALVE | CVAT-XZSO/XZSC-0818 | CVAT-CD | T1 |  |  | HOLD | JUNCTION BOX | CVAT-IJB-0304 | CVAT-CD | [7 empty] | PTSC M&C | PTSC M&C - Onshore
|  | 250 | 12P |  | 1.0 |  | FL4 | GREY | IND & OVE |  |  | 60 |  | 20.8 | 24.7 | JUNCTION BOX | CVAT-IJB-0305 | CVAT-CD | T1 |  |  | HOLD | PCS MARSHALLING CABINET | HOLD 1 | CVAT-EIR | [7 empty] | PTSC M&C | PTSC M&C - Onshore
|  | 250 | 1P |  | 1.0 |  | FL2 | GREY | OVE |  |  | 30 |  | 7.3 | 10.4 | LEVEL TRANSMITTER - MAGNETIC | CVAT-LIT-4001 | CVAT-CD | T1 |  |  | HOLD | JUNCTION BOX | CVAT-IJB-0305 | CVAT-CD | [7 empty] | PTSC M&C | PTSC M&C - Onshore
|  | 250 | 1P |  | 1.0 |  | FL2 | GREY | OVE |  |  | 30 |  | 7.3 | 10.4 | LEVEL TRANSMITTER - MAGNETIC | CVAT-LIT-4102 | CVAT-CD | T1 |  |  | HOLD | JUNCTION BOX | CVAT-IJB-0305 | CVAT-CD | [7 empty] | PTSC M&C | PTSC M&C - Onshore
|  | 250 | 1P |  | 1.0 |  | FL2 | GREY | OVE |  |  | 30 |  | 7.3 | 10.4 | TEMPERATURE TRANSMITTER | CVAT-TIT-0801 | CVAT-CD | T1 |  |  | HOLD | JUNCTION BOX | CVAT-IJB-0305 | CVAT-CD | [7 empty] | PTSC M&C | PTSC M&C - Onshore
|  | 250 | 1P |  | 1.0 |  | FL2 | GREY | OVE |  |  | 30 |  | 7.3 | 10.4 | PRESSURE TRANSMITTER | CVAT-PIT-0803 | CVAT-CD | T1 |  |  | HOLD | JUNCTION BOX | CVAT-IJB-0305 | CVAT-CD | [7 empty] | PTSC M&C | PTSC M&C - Onshore
|  | 250 | 1P |  | 1.0 |  | FL2 | GREY | OVE |  |  | 30 |  | 7.3 | 10.4 | TEMPERATURE TRANSMITTER | CVAT-TIT-0802 | CVAT-CD | T1 |  |  | HOLD | JUNCTION BOX | CVAT-IJB-0305 | CVAT-CD | [7 empty] | PTSC M&C | PTSC M&C - Onshore
|  | 250 | 1P |  | 1.0 |  | FL2 | GREY | OVE |  |  | 30 |  | 7.3 | 10.4 | TEMPERATURE TRANSMITTER | CVAT-TIT-0803 | CVAT-CD | T1 |  |  | HOLD | JUNCTION BOX | CVAT-IJB-0305 | CVAT-CD | [7 empty] | PTSC M&C | PTSC M&C - Onshore |  |  | FUTURE
|  | 250 | 1P |  | 1.0 |  | FL2 | GREY | OVE |  |  | 30 |  | 7.3 | 10.4 | TEMPERATURE TRANSMITTER | CVAT-TIT-0804 | CVAT-CD | T1 |  |  | HOLD | JUNCTION BOX | CVAT-IJB-0305 | CVAT-CD | [7 empty] | PTSC M&C | PTSC M&C - Onshore |  |  | FUTURE
|  | 250 | 1P |  | 1.0 |  | FL2 | GREY | OVE |  |  | 30 |  | 7.3 | 10.4 | DIFF. PRESSURE TRANSMITTER | CVAT-PDIT-4102 | CVAT-CD | T1 |  |  | HOLD | JUNCTION BOX | CVAT-IJB-0305 | CVAT-CD | [7 empty] | PTSC M&C | PTSC M&C - Onshore
|  | 250 | 1P |  | 1.0 |  | FL2 | GREY | OVE |  |  | 30 |  | 7.3 | 10.4 | LEVEL TRANSMITTER - DP TYPE | CVAT-LIT-5401 | CVAT-CD | T1 |  |  | HOLD | JUNCTION BOX | CVAT-IJB-0305 | CVAT-CD | [7 empty] | PTSC M&C | PTSC M&C - Onshore
|  | 250 | 1P |  | 1.0 |  | FL2 | GREY | OVE |  |  | 30 |  | 7.3 | 10.4 | LEVEL TRANSMITTER - DP TYPE | CVAT-LIT-5301 | CVAT-CD | T1 |  |  | HOLD | JUNCTION BOX | CVAT-IJB-0305 | CVAT-CD | [7 empty] | PTSC M&C | PTSC M&C - Onshore
| CVAT-I-IJB0306-1 | 250 | 12P |  | 1.0 |  | FL2 | GREY | OVE |  |  | 60 |  | 19.6 | 23.3 | JUNCTION BOX | CVAT-IJB-0306 | CVAT-CD | T1 |  |  | HOLD | PCS MARSHALLING CABINET | HOLD 1 | CVAT-EIR | [7 empty] | PTSC M&C | PTSC M&C - Onshore
|  | 250 | 2P |  | 1.0 |  | FL2 | GREY | OVE |  |  | 30 |  | 10.8 | 14 | OPEN & CLOSE STATUS VALVE | CVAT-XZSO/XZSC-4001 | CVAT-CD | T1 |  |  | HOLD | JUNCTION BOX | CVAT-IJB-0306 | CVAT-CD | [7 empty] | PTSC M&C | PTSC M&C - Onshore
|  | 250 | 2P |  | 1.0 |  | FL2 | GREY | OVE |  |  | 30 |  | 10.8 | 14 | OPEN & CLOSE STATUS VALVE | CVAT-XZSO/XZSC-4102 | CVAT-CD | T1 |  |  | HOLD | JUNCTION BOX | CVAT-IJB-0306 | CVAT-CD | [7 empty] | PTSC M&C | PTSC M&C - Onshore
|  | 250 | 2P |  | 1.0 |  | FL2 | GREY | OVE |  |  | 30 |  | 10.8 | 14 | OPEN & CLOSE STATUS VALVE | CVAT-XZSO/XZSC-0621 | CVAT-CD | T1 |  |  | HOLD | JUNCTION BOX | CVAT-IJB-0306 | CVAT-CD | [7 empty] | PTSC M&C | PTSC M&C - Onshore
|  | 250 | 2P |  | 1.0 |  | FL2 | GREY | OVE |  |  | 30 |  | 10.8 | 14 | OPEN & CLOSE STATUS VALVE | CVAT-XZSO/XZSC-0626 | CVAT-CD | T1 |  |  | HOLD | JUNCTION BOX | CVAT-IJB-0306 | CVAT-CD | [7 empty] | PTSC M&C | PTSC M&C - Onshore
|  | 250 | 1P |  | 1.0 |  | FL2 | GREY | OVE |  |  | 30 |  | 7.3 | 10.4 | TEST SEPARATOR - OIL/CONDENSATE MASS FLOWRATE | CVAT-FIT-0601-01 | CVAT-CD | T1 |  |  | HOLD | JUNCTION BOX | CVAT-IJB-0306 | CVAT-CD | [7 empty] | PTSC M&C | PTSC M&C - Onshore
|  | 250 | 1P |  | 1.0 |  | FL2 | GREY | OVE |  |  | 30 |  | 7.3 | 10.4 | TEST SEPARATOR - WATER MASS FLOWRATE | CVAT-FIT-0602-01 | CVAT-CD | T1 |  |  | HOLD | JUNCTION BOX | CVAT-IJB-0306 | CVAT-CD | [7 empty] | PTSC M&C | PTSC M&C - Onshore
| CVAT-I-IJB0306-2 | 0.6/1K | 12C |  | 1.5 |  | FL9 | GREY | - |  |  | 60 |  | 17.9 | 21.6 | JUNCTION BOX | CVAT-IJB-0306 | CVAT-CD | T1 |  |  | HOLD | PCS MARSHALLING CABINET | HOLD 1 | CVAT-EIR | [7 empty] | PTSC M&C | PTSC M&C - Onshore
|  | 0.6/1K | 2C |  | 1.5 |  | FL9 | GREY | - |  |  | 30 |  | 9.5 | 12.8 | TEST SEPARATOR - CORIOLIS POWER SUPPLY | CVAT-FIT-0601-PW | CVAT-CD | T1 |  |  | HOLD | JUNCTION BOX | CVAT-IJB-0306 | CVAT-CD | [7 empty] | PTSC M&C | PTSC M&C - Onshore
|  | 0.6/1K | 2C |  | 1.5 |  | FL9 | GREY | - |  |  | 30 |  | 9.5 | 12.8 | TEST SEPARATOR - CORIOLIS POWER SUPPLY | CVAT-FIT-0602-PW | CVAT-CD | T1 |  |  | HOLD | JUNCTION BOX | CVAT-IJB-0306 | CVAT-CD | [7 empty] | PTSC M&C | PTSC M&C - Onshore
|  | 0.6/1K | 2C |  | 1.5 |  | FL9 | GREY | - |  |  | 30 |  | 9.5 | 12.8 | DIESEL STORAGE TANK FULL ALARM | CVAT-XA-5401 | CVAT-CD | T1 |  |  | HOLD | JUNCTION BOX | CVAT-IJB-0306 | CVAT-CD | [7 empty] | PTSC M&C | PTSC M&C - Onshore
|  | 250 | 20P |  | 1.0 |  | FL4 | GREY | IND & OVE |  |  | 60 |  | 26.6 | 30.7 | JUNCTION BOX | CVAT-IJB-0307 | CVAT-CD | T1 |  |  | HOLD | PCS MARSHALLING CABINET | HOLD 1 | CVAT-EIR | [7 empty] | PTSC M&C | PTSC M&C - Onshore
|  | 250 | 1P |  | 1.0 |  | FL2 | GREY | OVE |  |  | 30 |  | 7.3 | 10.4 | TEST SEPARATOR - OIL | CVAT-LIT-0601 | CVAT-CD | T1 |  |  | HOLD | JUNCTION BOX | CVAT-IJB-0307 | CVAT-CD | [7 empty] | PTSC M&C | PTSC M&C - Onshore
|  | 250 | 1P |  | 1.0 |  | FL2 | GREY | OVE |  |  | 30 |  | 7.3 | 10.4 | TEST SEPARATOR - INTERFACE | CVAT-LIT-0602 | CVAT-CD | T1 |  |  | HOLD | JUNCTION BOX | CVAT-IJB-0307 | CVAT-CD | [7 empty] | PTSC M&C | PTSC M&C - Onshore
|  | 250 | 1P |  | 1.0 |  | FL2 | GREY | OVE |  |  | 30 |  | 7.3 | 10.4 | TEST SEPARATOR GAS OUTLET FLOW | CVAT-FIT-0603 | CVAT-CD | T1 |  |  | HOLD | JUNCTION BOX | CVAT-IJB-0307 | CVAT-CD | [7 empty] | PTSC M&C | PTSC M&C - Onshore
|  | 250 | 1P |  | 1.0 |  | FL2 | GREY | OVE |  |  | 30 |  | 7.3 | 10.4 | TEST SEPARATOR TO EXPORT LINE PRESSURE | CVAT-PIT-0601 | CVAT-CD | T1 |  |  | HOLD | JUNCTION BOX | CVAT-IJB-0307 | CVAT-CD | [7 empty] | PTSC M&C | PTSC M&C - Onshore
|  | 250 | 1P |  | 1.0 |  | FL2 | GREY | OVE |  |  | 30 |  | 7.3 | 10.4 | TEST SEPARATOR PRESSURE | CVAT-PIT-0603 | CVAT-CD | T1 |  |  | HOLD | JUNCTION BOX | CVAT-IJB-0307 | CVAT-CD | [7 empty] | PTSC M&C | PTSC M&C - Onshore
|  | 250 | 1P |  | 1.0 |  | FL2 | GREY | OVE |  |  | 30 |  | 7.3 | 10.4 | TEST SEPARATOR GAS OUTLET TEMPERATURE | CVAT-TIT-0601 | CVAT-CD | T1 |  |  | HOLD | JUNCTION BOX | CVAT-IJB-0307 | CVAT-CD | [7 empty] | PTSC M&C | PTSC M&C - Onshore
|  | 250 | 1P |  | 1.0 |  | FL2 | GREY | OVE |  |  | 30 |  | 7.3 | 10.4 | COMMON CASING PRESSURE | CVAT-PIT-0100 | CVAT-CD | T1 |  |  | HOLD | JUNCTION BOX | CVAT-IJB-0307 | CVAT-CD | [7 empty] | PTSC M&C | PTSC M&C - Onshore
|  | 250 | 1P |  | 1.0 |  | FL2 | GREY | OVE |  |  | 30 |  | 7.3 | 10.4 | CONTROL VALVE COMMAND | CVAT-LCV-0601 | CVAT-CD | T1 |  |  | HOLD | JUNCTION BOX | CVAT-IJB-0307 | CVAT-CD | [7 empty] | PTSC M&C | PTSC M&C - Onshore
|  | 250 | 1P |  | 1.0 |  | FL2 | GREY | OVE |  |  | 30 |  | 7.3 | 10.4 | CONTROL VALVE COMMAND | CVAT-LCV-0602 | CVAT-CD | T1 |  |  | HOLD | JUNCTION BOX | CVAT-IJB-0307 | CVAT-CD | [7 empty] | PTSC M&C | PTSC M&C - Onshore
|  | 250 | 1P |  | 1.0 |  | FL2 | GREY | OVE |  |  | 30 |  | 7.3 | 10.4 | CONTROL VALVE COMMAND | CVAT-PCV-0601 | CVAT-CD | T1 |  |  | HOLD | JUNCTION BOX | CVAT-IJB-0307 | CVAT-CD | [7 empty] | PTSC M&C | PTSC M&C - Onshore
|  | 250 | 1P |  | 1.0 |  | FL2 | GREY | OVE |  |  | 30 |  | 7.3 | 10.4 | CONTROL VALVE COMMAND | CVAT-PCV-0602 | CVAT-CD | T1 |  |  | HOLD | JUNCTION BOX | CVAT-IJB-0307 | CVAT-CD | [7 empty] | PTSC M&C | PTSC M&C - Onshore
122 | CVAT-I-FIT060102/03 | 250 | 2P |  | 1.0 |  | FL4 | GREY | IND & OVE |  |  | 30 |  | 11.6 | 14.8 | TEST SEPARATOR - OIL/CONDENSATE DENSITY | CVAT-FIT-0601-02 | CVAT-CD | T1 | M20 |  | HOLD | JUNCTION BOX | CVAT-IJB-0307 | CVAT-CD | [7 empty] | PTSC M&C | PTSC M&C - Onshore
[16 empty] | TEST SEPARATOR - OIL/CONDENSATE TEMPERATURE | CVAT-FIT-0601-03
123 | CVAT-I-FIT060202/03 | 250 | 2P |  | 1.0 |  | FL4 | GREY | IND & OVE |  |  | 30 |  | 11.6 | 14.8 | TEST SEPARATOR - WATER DENSITY | CVAT-FIT-0602-02 | CVAT-CD | T1 | M20 |  | HOLD | JUNCTION BOX | CVAT-IJB-0307 | CVAT-CD | [7 empty] | PTSC M&C | PTSC M&C - Onshore
[16 empty] | TEST SEPARATOR - WATER TEMPERATURE | CVAT-FIT-0602-03
|  | 250 | 24P |  | 1.0 |  | FL4 | GREY | IND & OVE |  |  | 60 |  | 29.8 | 34.1 | JUNCTION BOX (BY WHCP PACKAGE) | CVAT-IJB-0311 | CVAT-CD | T1 |  |  | HOLD | PCS MARSHALLING CABINET | HOLD 1 | CVAT-EIR | [7 empty] | PTSC M&C | PTSC M&C - Onshore
|  | 250 | 16P |  | 1.0 |  | FL2 | GREY | OVE |  |  | 60 |  | 21.6 | 25.5 | JUNCTION BOX (BY WHCP PACKAGE) | CVAT-IJB-0312 | CVAT-CD | T1 |  |  | HOLD | PCS MARSHALLING CABINET | HOLD 1 | CVAT-EIR | [7 empty] | PTSC M&C | PTSC M&C - Onshore
| CVAT-I-IJB0313-1 | 250 | 20P |  | 1.0 |  | FL2 | GREY | OVE |  |  | 60 |  | 23.3 | 27.2 | JUNCTION BOX (BY WHCP PACKAGE) | CVAT-IJB-0313 | CVAT-CD | T1 |  |  | HOLD | PCS MARSHALLING CABINET | HOLD 1 | CVAT-EIR | [7 empty] | PTSC M&C | PTSC M&C - Onshore
| CVAT-I-IJB0313-2 | 0.6/1K | 4C |  | 1.5 |  | FL9 | GREY | - |  |  | 60 |  | 11 | 14.3 | JUNCTION BOX (BY WHCP PACKAGE) | CVAT-IJB-0313 | CVAT-CD | T1 |  |  | HOLD | PCS MARSHALLING CABINET | HOLD 1 | CVAT-EIR | [7 empty] | PTSC M&C | PTSC M&C - Onshore
|  | 250 | 12P |  | 1.0 |  | FL4 | GREY | IND & OVE |  |  | 60 |  | 20.8 | 24.7 | JUNCTION BOX (BY WHCP PACKAGE) | CVAT-IJB-0314 | CVAT-CD | T1 |  |  | HOLD | PCS MARSHALLING CABINET | HOLD 1 | CVAT-EIR | [7 empty] | PTSC M&C | PTSC M&C - Onshore
|  | 250 | 16P |  | 1.0 |  | FL2 | GREY | OVE |  |  | 60 |  | 21.6 | 25.5 | JUNCTION BOX (BY WHCP PACKAGE) | CVAT-IJB-0315 | CVAT-CD | T1 |  |  | HOLD | PCS MARSHALLING CABINET | HOLD 1 | CVAT-EIR | [7 empty] | PTSC M&C | PTSC M&C - Onshore
|  | 0.6/1K | 37C |  | 1.5 |  | FL9 | GREY | - |  |  | 60 |  | 29.1 | 33.4 | JUNCTION BOX | CVAT-IJB-0401 | CVAT-MZD | T1 |  |  | HOLD | PCS MARSHALLING CABINET | HOLD 1 | CVAT-EIR | [7 empty] | PTSC M&C | PTSC M&C - Onshore
|  | 0.6/1K | 4C |  | 1.5 |  | FL9 | GREY | - |  |  | 30 |  | 11 | 14.3 | OPEN & CLOSE COMMAND CHOKE VALVE | CVAT-CXSV-0201A/B | CVAT-MZD | T1 |  |  | HOLD | JUNCTION BOX | CVAT-IJB-0401 | CVAT-MZD | [7 empty] | PTSC M&C | PTSC M&C - Onshore
|  | 0.6/1K | 4C |  | 1.5 |  | FL9 | GREY | - |  |  | 30 |  | 11 | 14.3 | OPEN & CLOSE COMMAND CHOKE VALVE | CVAT-CXSV-0202A/B | CVAT-MZD | T1 |  |  | HOLD | JUNCTION BOX | CVAT-IJB-0401 | CVAT-MZD | [7 empty] | PTSC M&C | PTSC M&C - Onshore
|  | 0.6/1K | 4C |  | 1.5 |  | FL9 | GREY | - |  |  | 30 |  | 11 | 14.3 | OPEN & CLOSE COMMAND CHOKE VALVE | CVAT-CXSV-0206A/B | CVAT-MZD | T1 |  |  | HOLD | JUNCTION BOX | CVAT-IJB-0401 | CVAT-MZD | [7 empty] | PTSC M&C | PTSC M&C - Onshore
|  | 0.6/1K | 4C |  | 1.5 |  | FL9 | GREY | - |  |  | 30 |  | 11 | 14.3 | OPEN & CLOSE COMMAND CHOKE VALVE | CVAT-CXSV-0207A/B | CVAT-MZD | T1 |  |  | HOLD | JUNCTION BOX | CVAT-IJB-0401 | CVAT-MZD | [7 empty] | PTSC M&C | PTSC M&C - Onshore
|  | 0.6/1K | 4C |  | 1.5 |  | FL9 | GREY | - |  |  | 30 |  | 11 | 14.3 | OPEN & CLOSE COMMAND CHOKE VALVE | CVAT-CXSV-0211A/B | CVAT-MZD | T1 |  |  | HOLD | JUNCTION BOX | CVAT-IJB-0401 | CVAT-MZD | [7 empty] | PTSC M&C | PTSC M&C - Onshore
|  | 0.6/1K | 4C |  | 1.5 |  | FL9 | GREY | - |  |  | 30 |  | 11 | 14.3 | OPEN & CLOSE COMMAND CHOKE VALVE | CVAT-CXSV-0212A/B | CVAT-MZD | T1 |  |  | HOLD | JUNCTION BOX | CVAT-IJB-0401 | CVAT-MZD | [7 empty] | PTSC M&C | PTSC M&C - Onshore
|  | 0.6/1K | 4C |  | 1.5 |  | FL9 | GREY | - |  |  | 30 |  | 11 | 14.3 | OPEN & CLOSE COMMAND CHOKE VALVE | CVAT-CXSV-0217A/B | CVAT-MZD | T1 |  |  | HOLD | JUNCTION BOX | CVAT-IJB-0401 | CVAT-MZD | [7 empty] | PTSC M&C | PTSC M&C - Onshore
|  | 0.6/1K | 37C |  | 1.5 |  | FL9 | GREY | - |  |  | 60 |  | 29.1 | 33.4 | JUNCTION BOX | CVAT-IJB-0402 | CVAT-MZD | T1 |  |  | HOLD | PCS MARSHALLING CABINET | HOLD 1 | CVAT-EIR | [7 empty] | PTSC M&C | PTSC M&C - Onshore
|  | 0.6/1K | 4C |  | 1.5 |  | FL9 | GREY | - |  |  | 30 |  | 11 | 14.3 | OPEN & CLOSE COMMAND CHOKE VALVE | CVAT-CXSV-0213A/B | CVAT-MZD | T1 |  |  | HOLD | JUNCTION BOX | CVAT-IJB-0402 | CVAT-MZD | [7 empty] | PTSC M&C | PTSC M&C - Onshore
|  | 0.6/1K | 4C |  | 1.5 |  | FL9 | GREY | - |  |  | 30 |  | 11 | 14.3 | OPEN & CLOSE COMMAND CHOKE VALVE | CVAT-CXSV-0214A/B | CVAT-MZD | T1 |  |  | HOLD | JUNCTION BOX | CVAT-IJB-0402 | CVAT-MZD | [7 empty] | PTSC M&C | PTSC M&C - Onshore
|  | 0.6/1K | 4C |  | 1.5 |  | FL9 | GREY | - |  |  | 30 |  | 11 | 14.3 | OPEN & CLOSE COMMAND CHOKE VALVE | CVAT-CXSV-0215A/B | CVAT-MZD | T1 |  |  | HOLD | JUNCTION BOX | CVAT-IJB-0402 | CVAT-MZD | [7 empty] | PTSC M&C | PTSC M&C - Onshore
|  | 0.6/1K | 4C |  | 1.5 |  | FL9 | GREY | - |  |  | 30 |  | 11 | 14.3 | OPEN & CLOSE COMMAND CHOKE VALVE | CVAT-CXSV-0216A/B | CVAT-MZD | T1 |  |  | HOLD | JUNCTION BOX | CVAT-IJB-0402 | CVAT-MZD | [7 empty] | PTSC M&C | PTSC M&C - Onshore
|  | 0.6/1K | 4C |  | 1.5 |  | FL9 | GREY | - |  |  | 30 |  | 11 | 14.3 | OPEN & CLOSE COMMAND CHOKE VALVE | CVAT-CXSV-0218A/B | CVAT-MZD | T1 |  |  | HOLD | JUNCTION BOX | CVAT-IJB-0402 | CVAT-MZD | [7 empty] | PTSC M&C | PTSC M&C - Onshore
|  | 0.6/1K | 4C |  | 1.5 |  | FL9 | GREY | - |  |  | 30 |  | 11 | 14.3 | OPEN & CLOSE COMMAND CHOKE VALVE | CVAT-CXSV-0219A/B | CVAT-MZD | T1 |  |  | HOLD | JUNCTION BOX | CVAT-IJB-0402 | CVAT-MZD | [7 empty] | PTSC M&C | PTSC M&C - Onshore
|  | 0.6/1K | 4C |  | 1.5 |  | FL9 | GREY | - |  |  | 30 |  | 11 | 14.3 | OPEN & CLOSE COMMAND CHOKE VALVE | CVAT-CXSV-0220A/B | CVAT-MZD | T1 |  |  | HOLD | JUNCTION BOX | CVAT-IJB-0402 | CVAT-MZD | [7 empty] | PTSC M&C | PTSC M&C - Onshore
|  | 0.6/1K | 37C |  | 1.5 |  | FL9 | GREY | - |  |  | 60 |  | 29.1 | 33.4 | JUNCTION BOX | CVAT-IJB-0403 | CVAT-MZD | T1 |  |  | HOLD | PCS MARSHALLING CABINET | HOLD 1 | CVAT-EIR | [7 empty] | PTSC M&C | PTSC M&C - Onshore
|  | 0.6/1K | 4C |  | 1.5 |  | FL9 | GREY | - |  |  | 30 |  | 11 | 14.3 | OPEN & CLOSE COMMAND CHOKE VALVE | CVAT-CXSV-0203A/B | CVAT-MZD | T1 |  |  | HOLD | JUNCTION BOX | CVAT-IJB-0403 | CVAT-MZD | [7 empty] | PTSC M&C | PTSC M&C - Onshore
|  | 0.6/1K | 4C |  | 1.5 |  | FL9 | GREY | - |  |  | 30 |  | 11 | 14.3 | OPEN & CLOSE COMMAND CHOKE VALVE | CVAT-CXSV-0204A/B | CVAT-MZD | T1 |  |  | HOLD | JUNCTION BOX | CVAT-IJB-0403 | CVAT-MZD | [7 empty] | PTSC M&C | PTSC M&C - Onshore
|  | 0.6/1K | 4C |  | 1.5 |  | FL9 | GREY | - |  |  | 30 |  | 11 | 14.3 | OPEN & CLOSE COMMAND CHOKE VALVE | CVAT-CXSV-0205A/B | CVAT-MZD | T1 |  |  | HOLD | JUNCTION BOX | CVAT-IJB-0403 | CVAT-MZD | [7 empty] | PTSC M&C | PTSC M&C - Onshore
|  | 0.6/1K | 4C |  | 1.5 |  | FL9 | GREY | - |  |  | 30 |  | 11 | 14.3 | OPEN & CLOSE COMMAND CHOKE VALVE | CVAT-CXSV-0208A/B | CVAT-MZD | T1 |  |  | HOLD | JUNCTION BOX | CVAT-IJB-0403 | CVAT-MZD | [7 empty] | PTSC M&C | PTSC M&C - Onshore
|  | 0.6/1K | 4C |  | 1.5 |  | FL9 | GREY | - |  |  | 30 |  | 11 | 14.3 | OPEN & CLOSE COMMAND CHOKE VALVE | CVAT-CXSV-0209A/B | CVAT-MZD | T1 |  |  | HOLD | JUNCTION BOX | CVAT-IJB-0403 | CVAT-MZD | [7 empty] | PTSC M&C | PTSC M&C - Onshore
|  | 0.6/1K | 4C |  | 1.5 |  | FL9 | GREY | - |  |  | 30 |  | 11 | 14.3 | OPEN & CLOSE COMMAND CHOKE VALVE | CVAT-CXSV-0210A/B | CVAT-MZD | T1 |  |  | HOLD | JUNCTION BOX | CVAT-IJB-0403 | CVAT-MZD | [7 empty] | PTSC M&C | PTSC M&C - Onshore
|  | 250 | 24P |  | 1.0 |  | FL4 | GREY | IND & OVE |  |  | 60 |  | 29.8 | 34.1 | JUNCTION BOX | CVAT-IJB-0404 | CVAT-MZD | T1 |  |  | HOLD | PCS MARSHALLING CABINET | HOLD 1 | CVAT-EIR | [7 empty] | PTSC M&C | PTSC M&C - Onshore
|  | 250 | 1P |  | 1.0 |  | FL2 | GREY | OVE |  |  | 30 |  | 7.3 | 10.4 | CHOKE VALVE POSITION FEEDBACK | CVAT-PZT-0201 | CVAT-MZD | T1 |  |  | HOLD | JUNCTION BOX | CVAT-IJB-0404 | CVAT-MZD | [7 empty] | PTSC M&C | PTSC M&C - Onshore
|  | 250 | 1P |  | 1.0 |  | FL2 | GREY | OVE |  |  | 30 |  | 7.3 | 10.4 | CHOKE VALVE POSITION FEEDBACK | CVAT-PZT-0202 | CVAT-MZD | T1 |  |  | HOLD | JUNCTION BOX | CVAT-IJB-0404 | CVAT-MZD | [7 empty] | PTSC M&C | PTSC M&C - Onshore
|  | 250 | 1P |  | 1.0 |  | FL2 | GREY | OVE |  |  | 30 |  | 7.3 | 10.4 | CHOKE VALVE POSITION FEEDBACK | CVAT-PZT-0203 | CVAT-MZD | T1 |  |  | HOLD | JUNCTION BOX | CVAT-IJB-0404 | CVAT-MZD | [7 empty] | PTSC M&C | PTSC M&C - Onshore
|  | 250 | 1P |  | 1.0 |  | FL2 | GREY | OVE |  |  | 30 |  | 7.3 | 10.4 | CHOKE VALVE POSITION FEEDBACK | CVAT-PZT-0204 | CVAT-MZD | T1 |  |  | HOLD | JUNCTION BOX | CVAT-IJB-0404 | CVAT-MZD | [7 empty] | PTSC M&C | PTSC M&C - Onshore
|  | 250 | 1P |  | 1.0 |  | FL2 | GREY | OVE |  |  | 30 |  | 7.3 | 10.4 | CHOKE VALVE POSITION FEEDBACK | CVAT-PZT-0205 | CVAT-MZD | T1 |  |  | HOLD | JUNCTION BOX | CVAT-IJB-0404 | CVAT-MZD | [7 empty] | PTSC M&C | PTSC M&C - Onshore
|  | 250 | 1P |  | 1.0 |  | FL2 | GREY | OVE |  |  | 30 |  | 7.3 | 10.4 | CHOKE VALVE POSITION FEEDBACK | CVAT-PZT-0206 | CVAT-MZD | T1 |  |  | HOLD | JUNCTION BOX | CVAT-IJB-0404 | CVAT-MZD | [7 empty] | PTSC M&C | PTSC M&C - Onshore
|  | 250 | 1P |  | 1.0 |  | FL2 | GREY | OVE |  |  | 30 |  | 7.3 | 10.4 | CHOKE VALVE POSITION FEEDBACK | CVAT-PZT-0207 | CVAT-MZD | T1 |  |  | HOLD | JUNCTION BOX | CVAT-IJB-0404 | CVAT-MZD | [7 empty] | PTSC M&C | PTSC M&C - Onshore
|  | 250 | 1P |  | 1.0 |  | FL2 | GREY | OVE |  |  | 30 |  | 7.3 | 10.4 | CHOKE VALVE POSITION FEEDBACK | CVAT-PZT-0208 | CVAT-MZD | T1 |  |  | HOLD | JUNCTION BOX | CVAT-IJB-0404 | CVAT-MZD | [7 empty] | PTSC M&C | PTSC M&C - Onshore
|  | 250 | 1P |  | 1.0 |  | FL2 | GREY | OVE |  |  | 30 |  | 7.3 | 10.4 | CHOKE VALVE POSITION FEEDBACK | CVAT-PZT-0209 | CVAT-MZD | T1 |  |  | HOLD | JUNCTION BOX | CVAT-IJB-0404 | CVAT-MZD | [7 empty] | PTSC M&C | PTSC M&C - Onshore
|  | 250 | 1P |  | 1.0 |  | FL2 | GREY | OVE |  |  | 30 |  | 7.3 | 10.4 | CHOKE VALVE POSITION FEEDBACK | CVAT-PZT-0210 | CVAT-MZD | T1 |  |  | HOLD | JUNCTION BOX | CVAT-IJB-0404 | CVAT-MZD | [7 empty] | PTSC M&C | PTSC M&C - Onshore
|  | 250 | 1P |  | 1.0 |  | FL2 | GREY | OVE |  |  | 30 |  | 7.3 | 10.4 | CHOKE VALVE POSITION FEEDBACK | CVAT-PZT-0211 | CVAT-MZD | T1 |  |  | HOLD | JUNCTION BOX | CVAT-IJB-0404 | CVAT-MZD | [7 empty] | PTSC M&C | PTSC M&C - Onshore
|  | 250 | 1P |  | 1.0 |  | FL2 | GREY | OVE |  |  | 30 |  | 7.3 | 10.4 | CHOKE VALVE POSITION FEEDBACK | CVAT-PZT-0212 | CVAT-MZD | T1 |  |  | HOLD | JUNCTION BOX | CVAT-IJB-0404 | CVAT-MZD | [7 empty] | PTSC M&C | PTSC M&C - Onshore
|  | 250 | 1P |  | 1.0 |  | FL2 | GREY | OVE |  |  | 30 |  | 7.3 | 10.4 | CHOKE VALVE POSITION FEEDBACK | CVAT-PZT-0213 | CVAT-MZD | T1 |  |  | HOLD | JUNCTION BOX | CVAT-IJB-0404 | CVAT-MZD | [7 empty] | PTSC M&C | PTSC M&C - Onshore
|  | 250 | 1P |  | 1.0 |  | FL2 | GREY | OVE |  |  | 30 |  | 7.3 | 10.4 | CHOKE VALVE POSITION FEEDBACK | CVAT-PZT-0214 | CVAT-MZD | T1 |  |  | HOLD | JUNCTION BOX | CVAT-IJB-0404 | CVAT-MZD | [7 empty] | PTSC M&C | PTSC M&C - Onshore
|  | 250 | 1P |  | 1.0 |  | FL2 | GREY | OVE |  |  | 30 |  | 7.3 | 10.4 | CHOKE VALVE POSITION FEEDBACK | CVAT-PZT-0215 | CVAT-MZD | T1 |  |  | HOLD | JUNCTION BOX | CVAT-IJB-0404 | CVAT-MZD | [7 empty] | PTSC M&C | PTSC M&C - Onshore
|  | 250 | 1P |  | 1.0 |  | FL2 | GREY | OVE |  |  | 30 |  | 7.3 | 10.4 | CHOKE VALVE POSITION FEEDBACK | CVAT-PZT-0216 | CVAT-MZD | T1 |  |  | HOLD | JUNCTION BOX | CVAT-IJB-0404 | CVAT-MZD | [7 empty] | PTSC M&C | PTSC M&C - Onshore
|  | 250 | 1P |  | 1.0 |  | FL2 | GREY | OVE |  |  | 30 |  | 7.3 | 10.4 | CHOKE VALVE POSITION FEEDBACK | CVAT-PZT-0217 | CVAT-MZD | T1 |  |  | HOLD | JUNCTION BOX | CVAT-IJB-0404 | CVAT-MZD | [7 empty] | PTSC M&C | PTSC M&C - Onshore
|  | 250 | 1P |  | 1.0 |  | FL2 | GREY | OVE |  |  | 30 |  | 7.3 | 10.4 | CHOKE VALVE POSITION FEEDBACK | CVAT-PZT-0218 | CVAT-MZD | T1 |  |  | HOLD | JUNCTION BOX | CVAT-IJB-0404 | CVAT-MZD | [7 empty] | PTSC M&C | PTSC M&C - Onshore
|  | 250 | 1P |  | 1.0 |  | FL2 | GREY | OVE |  |  | 30 |  | 7.3 | 10.4 | CHOKE VALVE POSITION FEEDBACK | CVAT-PZT-0219 | CVAT-MZD | T1 |  |  | HOLD | JUNCTION BOX | CVAT-IJB-0404 | CVAT-MZD | [7 empty] | PTSC M&C | PTSC M&C - Onshore
|  | 250 | 1P |  | 1.0 |  | FL2 | GREY | OVE |  |  | 30 |  | 7.3 | 10.4 | CHOKE VALVE POSITION FEEDBACK | CVAT-PZT-0220 | CVAT-MZD | T1 |  |  | HOLD | JUNCTION BOX | CVAT-IJB-0404 | CVAT-MZD | [7 empty] | PTSC M&C | PTSC M&C - Onshore
|  | 250 | 24P |  | 1.0 |  | FL2 | GREY | OVE |  |  | 60 |  | 26.5 | 30.6 | JUNCTION BOX | CVAT-IJB-0405 | CVAT-MZD | T1 |  |  | HOLD | PCS MARSHALLING CABINET | HOLD 1 | CVAT-EIR | [7 empty] | PTSC M&C | PTSC M&C - Onshore
|  | 250 | 2P |  | 1.0 |  | FL2 | GREY | OVE |  |  | 30 |  | 10.8 | 14 | OPEN & CLOSE STATUS VALVE | CVAT-XZSO/XZSC-0701 | CVAT-MZD | T1 |  |  | HOLD | JUNCTION BOX | CVAT-IJB-0405 | CVAT-MZD | [7 empty] | PTSC M&C | PTSC M&C - Onshore
|  | 250 | 2P |  | 1.0 |  | FL2 | GREY | OVE |  |  | 30 |  | 10.8 | 14 | OPEN & CLOSE STATUS VALVE | CVAT-XZSO/XZSC-0702 | CVAT-MZD | T1 |  |  | HOLD | JUNCTION BOX | CVAT-IJB-0405 | CVAT-MZD | [7 empty] | PTSC M&C | PTSC M&C - Onshore
|  | 250 | 2P |  | 1.0 |  | FL2 | GREY | OVE |  |  | 30 |  | 10.8 | 14 | OPEN & CLOSE STATUS VALVE | CVAT-XZSO/XZSC-0706 | CVAT-MZD | T1 |  |  | HOLD | JUNCTION BOX | CVAT-IJB-0405 | CVAT-MZD | [7 empty] | PTSC M&C | PTSC M&C - Onshore
|  | 250 | 2P |  | 1.0 |  | FL2 | GREY | OVE |  |  | 30 |  | 10.8 | 14 | OPEN & CLOSE STATUS VALVE | CVAT-XZSO/XZSC-0707 | CVAT-MZD | T1 |  |  | HOLD | JUNCTION BOX | CVAT-IJB-0405 | CVAT-MZD | [7 empty] | PTSC M&C | PTSC M&C - Onshore
|  | 250 | 2P |  | 1.0 |  | FL2 | GREY | OVE |  |  | 30 |  | 10.8 | 14 | OPEN & CLOSE STATUS VALVE | CVAT-XZSO/XZSC-0711 | CVAT-MZD | T1 |  |  | HOLD | JUNCTION BOX | CVAT-IJB-0405 | CVAT-MZD | [7 empty] | PTSC M&C | PTSC M&C - Onshore
|  | 250 | 2P |  | 1.0 |  | FL2 | GREY | OVE |  |  | 30 |  | 10.8 | 14 | OPEN & CLOSE STATUS VALVE | CVAT-XZSO/XZSC-0712 | CVAT-MZD | T1 |  |  | HOLD | JUNCTION BOX | CVAT-IJB-0405 | CVAT-MZD | [7 empty] | PTSC M&C | PTSC M&C - Onshore
|  | 250 | 2P |  | 1.0 |  | FL2 | GREY | OVE |  |  | 30 |  | 10.8 | 14 | OPEN & CLOSE STATUS VALVE | CVAT-XZSO/XZSC-0716 | CVAT-MZD | T1 |  |  | HOLD | JUNCTION BOX | CVAT-IJB-0405 | CVAT-MZD | [7 empty] | PTSC M&C | PTSC M&C - Onshore
|  | 250 | 2P |  | 1.0 |  | FL2 | GREY | OVE |  |  | 30 |  | 10.8 | 14 | OPEN & CLOSE STATUS VALVE | CVAT-XZSO/XZSC-0717 | CVAT-MZD | T1 |  |  | HOLD | JUNCTION BOX | CVAT-IJB-0405 | CVAT-MZD | [7 empty] | PTSC M&C | PTSC M&C - Onshore
|  | 250 | 2P |  | 1.0 |  | FL2 | GREY | OVE |  |  | 30 |  | 10.8 | 14 | OPEN & CLOSE STATUS VALVE | CVAT-XZSO/XZSC-0719 | CVAT-MZD | T1 |  |  | HOLD | JUNCTION BOX | CVAT-IJB-0405 | CVAT-MZD | [7 empty] | PTSC M&C | PTSC M&C - Onshore
|  | 250 | 2P |  | 1.0 |  | FL2 | GREY | OVE |  |  | 30 |  | 10.8 | 14 | OPEN & CLOSE STATUS VALVE | CVAT-XZSO/XZSC-0720 | CVAT-MZD | T1 |  |  | HOLD | JUNCTION BOX | CVAT-IJB-0405 | CVAT-MZD | [7 empty] | PTSC M&C | PTSC M&C - Onshore
|  | 250 | 24P |  | 1.0 |  | FL2 | GREY | OVE |  |  | 60 |  | 26.5 | 30.6 | JUNCTION BOX | CVAT-IJB-0406 | CVAT-MZD | T1 |  |  | HOLD | PCS MARSHALLING CABINET | HOLD 1 | CVAT-EIR | [7 empty] | PTSC M&C | PTSC M&C - Onshore
|  | 250 | 2P |  | 1.0 |  | FL2 | GREY | OVE |  |  | 30 |  | 10.8 | 14 | OPEN & CLOSE STATUS VALVE | CVAT-XZSO/XZSC-0703 | CVAT-MZD | T1 |  |  | HOLD | JUNCTION BOX | CVAT-IJB-0406 | CVAT-MZD | [7 empty] | PTSC M&C | PTSC M&C - Onshore
|  | 250 | 2P |  | 1.0 |  | FL2 | GREY | OVE |  |  | 30 |  | 10.8 | 14 | OPEN & CLOSE STATUS VALVE | CVAT-XZSO/XZSC-0704 | CVAT-MZD | T1 |  |  | HOLD | JUNCTION BOX | CVAT-IJB-0406 | CVAT-MZD | [7 empty] | PTSC M&C | PTSC M&C - Onshore
|  | 250 | 2P |  | 1.0 |  | FL2 | GREY | OVE |  |  | 30 |  | 10.8 | 14 | OPEN & CLOSE STATUS VALVE | CVAT-XZSO/XZSC-0705 | CVAT-MZD | T1 |  |  | HOLD | JUNCTION BOX | CVAT-IJB-0406 | CVAT-MZD | [7 empty] | PTSC M&C | PTSC M&C - Onshore
|  | 250 | 2P |  | 1.0 |  | FL2 | GREY | OVE |  |  | 30 |  | 10.8 | 14 | OPEN & CLOSE STATUS VALVE | CVAT-XZSO/XZSC-0708 | CVAT-MZD | T1 |  |  | HOLD | JUNCTION BOX | CVAT-IJB-0406 | CVAT-MZD | [7 empty] | PTSC M&C | PTSC M&C - Onshore
|  | 250 | 2P |  | 1.0 |  | FL2 | GREY | OVE |  |  | 30 |  | 10.8 | 14 | OPEN & CLOSE STATUS VALVE | CVAT-XZSO/XZSC-0709 | CVAT-MZD | T1 |  |  | HOLD | JUNCTION BOX | CVAT-IJB-0406 | CVAT-MZD | [7 empty] | PTSC M&C | PTSC M&C - Onshore
|  | 250 | 2P |  | 1.0 |  | FL2 | GREY | OVE |  |  | 30 |  | 10.8 | 14 | OPEN & CLOSE STATUS VALVE | CVAT-XZSO/XZSC-0710 | CVAT-MZD | T1 |  |  | HOLD | JUNCTION BOX | CVAT-IJB-0406 | CVAT-MZD | [7 empty] | PTSC M&C | PTSC M&C - Onshore
|  | 250 | 2P |  | 1.0 |  | FL2 | GREY | OVE |  |  | 30 |  | 10.8 | 14 | OPEN & CLOSE STATUS VALVE | CVAT-XZSO/XZSC-0713 | CVAT-MZD | T1 |  |  | HOLD | JUNCTION BOX | CVAT-IJB-0406 | CVAT-MZD | [7 empty] | PTSC M&C | PTSC M&C - Onshore
|  | 250 | 2P |  | 1.0 |  | FL2 | GREY | OVE |  |  | 30 |  | 10.8 | 14 | OPEN & CLOSE STATUS VALVE | CVAT-XZSO/XZSC-0714 | CVAT-MZD | T1 |  |  | HOLD | JUNCTION BOX | CVAT-IJB-0406 | CVAT-MZD | [7 empty] | PTSC M&C | PTSC M&C - Onshore
|  | 250 | 2P |  | 1.0 |  | FL2 | GREY | OVE |  |  | 30 |  | 10.8 | 14 | OPEN & CLOSE STATUS VALVE | CVAT-XZSO/XZSC-0715 | CVAT-MZD | T1 |  |  | HOLD | JUNCTION BOX | CVAT-IJB-0406 | CVAT-MZD | [7 empty] | PTSC M&C | PTSC M&C - Onshore
|  | 250 | 2P |  | 1.0 |  | FL2 | GREY | OVE |  |  | 30 |  | 10.8 | 14 | OPEN & CLOSE STATUS VALVE | CVAT-XZSO/XZSC-0718 | CVAT-MZD | T1 |  |  | HOLD | JUNCTION BOX | CVAT-IJB-0406 | CVAT-MZD | [7 empty] | PTSC M&C | PTSC M&C - Onshore
|  | 250 | 24P |  | 1.0 |  | FL4 | GREY | IND & OVE |  |  | 60 |  | 29.8 | 34.1 | JUNCTION BOX | CVAT-IJB-0407 | CVAT-MZD | T1 |  |  | HOLD | PCS MARSHALLING CABINET | HOLD 1 | CVAT-EIR | [7 empty] | PTSC M&C | PTSC M&C - Onshore
|  | 250 | 1P |  | 1.0 |  | FL2 | GREY | OVE |  |  | 30 |  | 7.3 | 10.4 | TEMPERATURE TRANSMITTER | CVAT-TIT-0201 | CVAT-MZD | T1 |  |  | HOLD | JUNCTION BOX | CVAT-IJB-0407 | CVAT-MZD | [7 empty] | PTSC M&C | PTSC M&C - Onshore
|  | 250 | 1P |  | 1.0 |  | FL2 | GREY | OVE |  |  | 30 |  | 7.3 | 10.4 | TEMPERATURE TRANSMITTER | CVAT-TIT-0206 | CVAT-MZD | T1 |  |  | HOLD | JUNCTION BOX | CVAT-IJB-0407 | CVAT-MZD | [7 empty] | PTSC M&C | PTSC M&C - Onshore
|  | 250 | 1P |  | 1.0 |  | FL2 | GREY | OVE |  |  | 30 |  | 7.3 | 10.4 | TEMPERATURE TRANSMITTER | CVAT-TIT-0211 | CVAT-MZD | T1 |  |  | HOLD | JUNCTION BOX | CVAT-IJB-0407 | CVAT-MZD | [7 empty] | PTSC M&C | PTSC M&C - Onshore
|  | 250 | 1P |  | 1.0 |  | FL2 | GREY | OVE |  |  | 30 |  | 7.3 | 10.4 | TEMPERATURE TRANSMITTER | CVAT-TIT-0216 | CVAT-MZD | T1 |  |  | HOLD | JUNCTION BOX | CVAT-IJB-0407 | CVAT-MZD | [7 empty] | PTSC M&C | PTSC M&C - Onshore
|  | 250 | 1P |  | 1.0 |  | FL2 | GREY | OVE |  |  | 30 |  | 7.3 | 10.4 | TEMPERATURE TRANSMITTER | CVAT-TIT-0221 | CVAT-MZD | T1 |  |  | HOLD | JUNCTION BOX | CVAT-IJB-0407 | CVAT-MZD | [7 empty] | PTSC M&C | PTSC M&C - Onshore
|  | 250 | 1P |  | 1.0 |  | FL2 | GREY | OVE |  |  | 30 |  | 7.3 | 10.4 | TEMPERATURE TRANSMITTER | CVAT-TIT-0226 | CVAT-MZD | T1 |  |  | HOLD | JUNCTION BOX | CVAT-IJB-0407 | CVAT-MZD | [7 empty] | PTSC M&C | PTSC M&C - Onshore
|  | 250 | 1P |  | 1.0 |  | FL2 | GREY | OVE |  |  | 30 |  | 7.3 | 10.4 | TEMPERATURE TRANSMITTER | CVAT-TIT-0231 | CVAT-MZD | T1 |  |  | HOLD | JUNCTION BOX | CVAT-IJB-0407 | CVAT-MZD | [7 empty] | PTSC M&C | PTSC M&C - Onshore
|  | 250 | 1P |  | 1.0 |  | FL2 | GREY | OVE |  |  | 30 |  | 7.3 | 10.4 | TEMPERATURE TRANSMITTER | CVAT-TIT-0236 | CVAT-MZD | T1 |  |  | HOLD | JUNCTION BOX | CVAT-IJB-0407 | CVAT-MZD | [7 empty] | PTSC M&C | PTSC M&C - Onshore
|  | 250 | 1P |  | 1.0 |  | FL2 | GREY | OVE |  |  | 30 |  | 7.3 | 10.4 | TEMPERATURE TRANSMITTER | CVAT-TIT-0241 | CVAT-MZD | T1 |  |  | HOLD | JUNCTION BOX | CVAT-IJB-0407 | CVAT-MZD | [7 empty] | PTSC M&C | PTSC M&C - Onshore
|  | 250 | 1P |  | 1.0 |  | FL2 | GREY | OVE |  |  | 30 |  | 7.3 | 10.4 | TEMPERATURE TRANSMITTER | CVAT-TIT-0246 | CVAT-MZD | T1 |  |  | HOLD | JUNCTION BOX | CVAT-IJB-0407 | CVAT-MZD | [7 empty] | PTSC M&C | PTSC M&C - Onshore
|  | 250 | 1P |  | 1.0 |  | FL2 | GREY | OVE |  |  | 30 |  | 7.3 | 10.4 | TEMPERATURE TRANSMITTER | CVAT-TIT-0251 | CVAT-MZD | T1 |  |  | HOLD | JUNCTION BOX | CVAT-IJB-0407 | CVAT-MZD | [7 empty] | PTSC M&C | PTSC M&C - Onshore
|  | 250 | 1P |  | 1.0 |  | FL2 | GREY | OVE |  |  | 30 |  | 7.3 | 10.4 | TEMPERATURE TRANSMITTER | CVAT-TIT-0256 | CVAT-MZD | T1 |  |  | HOLD | JUNCTION BOX | CVAT-IJB-0407 | CVAT-MZD | [7 empty] | PTSC M&C | PTSC M&C - Onshore
|  | 250 | 1P |  | 1.0 |  | FL2 | GREY | OVE |  |  | 30 |  | 7.3 | 10.4 | TEMPERATURE TRANSMITTER | CVAT-TIT-0261 | CVAT-MZD | T1 |  |  | HOLD | JUNCTION BOX | CVAT-IJB-0407 | CVAT-MZD | [7 empty] | PTSC M&C | PTSC M&C - Onshore
|  | 250 | 1P |  | 1.0 |  | FL2 | GREY | OVE |  |  | 30 |  | 7.3 | 10.4 | TEMPERATURE TRANSMITTER | CVAT-TIT-0266 | CVAT-MZD | T1 |  |  | HOLD | JUNCTION BOX | CVAT-IJB-0407 | CVAT-MZD | [7 empty] | PTSC M&C | PTSC M&C - Onshore
|  | 250 | 1P |  | 1.0 |  | FL2 | GREY | OVE |  |  | 30 |  | 7.3 | 10.4 | TEMPERATURE TRANSMITTER | CVAT-TIT-0271 | CVAT-MZD | T1 |  |  | HOLD | JUNCTION BOX | CVAT-IJB-0407 | CVAT-MZD | [7 empty] | PTSC M&C | PTSC M&C - Onshore
|  | 250 | 1P |  | 1.0 |  | FL2 | GREY | OVE |  |  | 30 |  | 7.3 | 10.4 | TEMPERATURE TRANSMITTER | CVAT-TIT-0276 | CVAT-MZD | T1 |  |  | HOLD | JUNCTION BOX | CVAT-IJB-0407 | CVAT-MZD | [7 empty] | PTSC M&C | PTSC M&C - Onshore
|  | 250 | 1P |  | 1.0 |  | FL2 | GREY | OVE |  |  | 30 |  | 7.3 | 10.4 | TEMPERATURE TRANSMITTER | CVAT-TIT-0281 | CVAT-MZD | T1 |  |  | HOLD | JUNCTION BOX | CVAT-IJB-0407 | CVAT-MZD | [7 empty] | PTSC M&C | PTSC M&C - Onshore
|  | 250 | 1P |  | 1.0 |  | FL2 | GREY | OVE |  |  | 30 |  | 7.3 | 10.4 | TEMPERATURE TRANSMITTER | CVAT-TIT-0286 | CVAT-MZD | T1 |  |  | HOLD | JUNCTION BOX | CVAT-IJB-0407 | CVAT-MZD | [7 empty] | PTSC M&C | PTSC M&C - Onshore
|  | 250 | 1P |  | 1.0 |  | FL2 | GREY | OVE |  |  | 30 |  | 7.3 | 10.4 | TEMPERATURE TRANSMITTER | CVAT-TIT-0291 | CVAT-MZD | T1 |  |  | HOLD | JUNCTION BOX | CVAT-IJB-0407 | CVAT-MZD | [7 empty] | PTSC M&C | PTSC M&C - Onshore
|  | 250 | 1P |  | 1.0 |  | FL2 | GREY | OVE |  |  | 30 |  | 7.3 | 10.4 | TEMPERATURE TRANSMITTER | CVAT-TIT-0296 | CVAT-MZD | T1 |  |  | HOLD | JUNCTION BOX | CVAT-IJB-0407 | CVAT-MZD | [7 empty] | PTSC M&C | PTSC M&C - Onshore
|  | 250 | 24P |  | 1.0 |  | FL2 | GREY | OVE |  |  | 60 |  | 26.5 | 30.6 | JUNCTION BOX | CVAT-IJB-0408 | CVAT-MZD | T1 |  |  | HOLD | PCS MARSHALLING CABINET | HOLD 1 | CVAT-EIR | [7 empty] | PTSC M&C | PTSC M&C - Onshore
|  | 250 | 2P |  | 1.0 |  | FL2 | GREY | OVE |  |  | 30 |  | 10.8 | 14 | OPEN & CLOSE LIMIT SWITCH VALVE | CVAT-BZSO/BZSC-0601 | CVAT-MZD | T1 |  |  | HOLD | JUNCTION BOX | CVAT-IJB-0408 | CVAT-MZD | [7 empty] | PTSC M&C | PTSC M&C - Onshore
|  | 250 | 2P |  | 1.0 |  | FL2 | GREY | OVE |  |  | 30 |  | 10.8 | 14 | OPEN & CLOSE LIMIT SWITCH VALVE | CVAT-BZSO/BZSC-0801 | CVAT-MZD | T1 |  |  | HOLD | JUNCTION BOX | CVAT-IJB-0408 | CVAT-MZD | [7 empty] | PTSC M&C | PTSC M&C - Onshore
|  | 250 | 2P |  | 1.0 |  | FL2 | GREY | OVE |  |  | 30 |  | 10.8 | 14 | OPEN & CLOSE LIMIT SWITCH VALVE | CVAT-SZSO/SZSC-3801 | CVAT-MZD | T1 |  |  | HOLD | JUNCTION BOX | CVAT-IJB-0408 | CVAT-MZD | [7 empty] | PTSC M&C | PTSC M&C - Onshore
|  | 250 | 2P |  | 1.0 |  | FL2 | GREY | OVE |  |  | 30 |  | 10.8 | 14 | OPEN & CLOSE LIMIT SWITCH VALVE | CVAT-SZSO/SZSC-4002 | CVAT-MZD | T1 |  |  | HOLD | JUNCTION BOX | CVAT-IJB-0408 | CVAT-MZD | [7 empty] | PTSC M&C | PTSC M&C - Onshore
|  | 250 | 2P |  | 1.0 |  | FL2 | GREY | OVE |  |  | 30 |  | 10.8 | 14 | OPEN & CLOSE LIMIT SWITCH VALVE | CVAT-XZSO/XZSC-0622 | CVAT-MZD | T1 |  |  | HOLD | JUNCTION BOX | CVAT-IJB-0408 | CVAT-MZD | [7 empty] | PTSC M&C | PTSC M&C - Onshore
|  | 250 | 2P |  | 1.0 |  | FL2 | GREY | OVE |  |  | 30 |  | 10.8 | 14 | OPEN & CLOSE LIMIT SWITCH VALVE | CVAT-XZSO/XZSC-0623 | CVAT-MZD | T1 |  |  | HOLD | JUNCTION BOX | CVAT-IJB-0408 | CVAT-MZD | [7 empty] | PTSC M&C | PTSC M&C - Onshore
|  | 250 | 2P |  | 1.0 |  | FL2 | GREY | OVE |  |  | 30 |  | 10.8 | 14 | OPEN & CLOSE LIMIT SWITCH VALVE | CVAT-XZSO/XZSC-0624 | CVAT-MZD | T1 |  |  | HOLD | JUNCTION BOX | CVAT-IJB-0408 | CVAT-MZD | [7 empty] | PTSC M&C | PTSC M&C - Onshore
|  | 250 | 2P |  | 1.0 |  | FL2 | GREY | OVE |  |  | 30 |  | 10.8 | 14 | OPEN & CLOSE LIMIT SWITCH VALVE | CVAT-XZSO/XZSC-0625 | CVAT-MZD | T1 |  |  | HOLD | JUNCTION BOX | CVAT-IJB-0408 | CVAT-MZD | [7 empty] | PTSC M&C | PTSC M&C - Onshore
|  | 250 | 2P |  | 1.0 |  | FL2 | GREY | OVE |  |  | 30 |  | 10.8 | 14 | OPEN & CLOSE LIMIT SWITCH VALVE | CVAT-XZSO/XZSC-0721 | CVAT-MZD | T1 |  |  | HOLD | JUNCTION BOX | CVAT-IJB-0408 | CVAT-MZD | [7 empty] | PTSC M&C | PTSC M&C - Onshore
|  | 250 | 1P |  | 1.0 |  | FL2 | GREY | OVE |  |  | 30 |  | 7.3 | 10.4 | FLOW SWITCH | CVAT-FS-4701 | CVAT-MZD | T1 |  |  | HOLD | JUNCTION BOX | CVAT-IJB-0408 | CVAT-MZD | [7 empty] | PTSC M&C | PTSC M&C - Onshore
| CVAT-I-IJB0409-1 | 250 | 8P |  | 1.0 |  | FL2 | GREY | OVE |  |  | 60 |  | 16.3 | 19.8 | JUNCTION BOX | CVAT-IJB-0409 | CVAT-MZD | T1 |  |  | HOLD | PCS MARSHALLING CABINET | HOLD 1 | CVAT-EIR | [7 empty] | PTSC M&C | PTSC M&C - Onshore
|  | 250 | 1P |  | 1.0 |  | FL2 | GREY | OVE |  |  | 30 |  | 7.3 | 10.4 | PIG DETECTOR - NON INTRUSIVE | CVAT-XPI-3301 | CVAT-MZD | T1 |  |  | HOLD | JUNCTION BOX | CVAT-IJB-0409 | CVAT-MZD | [7 empty] | PTSC M&C | PTSC M&C - Onshore
|  | 250 | 1P |  | 1.0 |  | FL2 | GREY | OVE |  |  | 30 |  | 7.3 | 10.4 | PIG DETECTOR - NON INTRUSIVE | CVAT-XPI-3201 | CVAT-MZD | T1 |  |  | HOLD | JUNCTION BOX | CVAT-IJB-0409 | CVAT-MZD | [7 empty] | PTSC M&C | PTSC M&C - Onshore |  |  | FUTURE
|  | 250 | 1P |  | 1.0 |  | FL2 | GREY | OVE |  |  | 30 |  | 7.3 | 10.4 | PIG DETECTOR - NON INTRUSIVE | CVAT-XPI-3302 | CVAT-MZD | T1 |  |  | HOLD | JUNCTION BOX | CVAT-IJB-0409 | CVAT-MZD | [7 empty] | PTSC M&C | PTSC M&C - Onshore |  |  | FUTURE
|  | 250 | 1P |  | 1.0 |  | FL2 | GREY | OVE |  |  | 30 |  | 7.3 | 10.4 | PIG DETECTOR - NON INTRUSIVE | CVAT-XPI-3202 | CVAT-MZD | T1 |  |  | HOLD | JUNCTION BOX | CVAT-IJB-0409 | CVAT-MZD | [7 empty] | PTSC M&C | PTSC M&C - Onshore |  |  | FUTURE
|  | 250 | 1P |  | 1.0 |  | FL2 | GREY | OVE |  |  | 30 |  | 7.3 | 10.4 | PIG DETECTOR - NON INTRUSIVE | CVAT-XPI-3203 | CVAT-MZD | T1 |  |  | HOLD | JUNCTION BOX | CVAT-IJB-0409 | CVAT-MZD | [7 empty] | PTSC M&C | PTSC M&C - Onshore |  |  | FUTURE
|  | 250 | 1P |  | 1.0 |  | FL2 | GREY | OVE |  |  | 30 |  | 7.3 | 10.4 | PIG DETECTOR - NON INTRUSIVE | CVAT-XPI-3204 | CVAT-MZD | T1 |  |  | HOLD | JUNCTION BOX | CVAT-IJB-0409 | CVAT-MZD | [7 empty] | PTSC M&C | PTSC M&C - Onshore |  |  | FUTURE
| CVAT-IJB-0409-2 | 0.6/1K | 19C |  | 1.5 |  | FL9 | GREY | - |  |  | 60 |  | 21.2 | 25.1 | JUNCTION BOX | CVAT-IJB-0409 | CVAT-MZD | T1 |  |  | HOLD | PCS MARSHALLING CABINET | HOLD 1 | CVAT-EIR | [7 empty] | PTSC M&C | PTSC M&C - Onshore
|  | 0.6/1K | 2C |  | 1.5 |  | FL9 | GREY | - |  |  | 30 |  | 9.5 | 12.8 | PIG DETECTOR - NON INTRUSIVE | CVAT-XPI-3301-P | CVAT-MZD | T1 |  |  | HOLD | JUNCTION BOX | CVAT-IJB-0409 | CVAT-MZD | [7 empty] | PTSC M&C | PTSC M&C - Onshore
|  | 0.6/1K | 2C |  | 1.5 |  | FL9 | GREY | - |  |  | 30 |  | 9.5 | 12.8 | PIG DETECTOR - NON INTRUSIVE | CVAT-XPI-3201-P | CVAT-MZD | T1 |  |  | HOLD | JUNCTION BOX | CVAT-IJB-0409 | CVAT-MZD | [7 empty] | PTSC M&C | PTSC M&C - Onshore |  |  | FUTURE
|  | 0.6/1K | 2C |  | 1.5 |  | FL9 | GREY | - |  |  | 30 |  | 9.5 | 12.8 | PIG DETECTOR - NON INTRUSIVE | CVAT-XPI-3302-P | CVAT-MZD | T1 |  |  | HOLD | JUNCTION BOX | CVAT-IJB-0409 | CVAT-MZD | [7 empty] | PTSC M&C | PTSC M&C - Onshore |  |  | FUTURE
|  | 0.6/1K | 2C |  | 1.5 |  | FL9 | GREY | - |  |  | 30 |  | 9.5 | 12.8 | PIG DETECTOR - NON INTRUSIVE | CVAT-XPI-3202-P | CVAT-MZD | T1 |  |  | HOLD | JUNCTION BOX | CVAT-IJB-0409 | CVAT-MZD | [7 empty] | PTSC M&C | PTSC M&C - Onshore |  |  | FUTURE
|  | 0.6/1K | 2C |  | 1.5 |  | FL9 | GREY | - |  |  | 30 |  | 9.5 | 12.8 | PIG DETECTOR - NON INTRUSIVE | CVAT-XPI-3203-P | CVAT-MZD | T1 |  |  | HOLD | JUNCTION BOX | CVAT-IJB-0409 | CVAT-MZD | [7 empty] | PTSC M&C | PTSC M&C - Onshore |  |  | FUTURE
|  | 0.6/1K | 2C |  | 1.5 |  | FL9 | GREY | - |  |  | 30 |  | 9.5 | 12.8 | PIG DETECTOR - NON INTRUSIVE | CVAT-XPI-3204-P | CVAT-MZD | T1 |  |  | HOLD | JUNCTION BOX | CVAT-IJB-0409 | CVAT-MZD | [7 empty] | PTSC M&C | PTSC M&C - Onshore |  |  | FUTURE
|  | 250 | 8P |  | 1.0 |  | FL2 | GREY | OVE |  |  | 60 |  | 16.3 | 19.8 | CHEMICAL INJECTION SKID | CVAT-PK-5301 | CVAT-CD | T1 |  |  | HOLD | PCS MARSHALLING CABINET | HOLD 1 | CVAT-EIR | [7 empty] | PTSC M&C | PTSC M&C - Onshore
|  | 250 | 2P |  | 1.0 |  | FL2 | GREY | OVE |  |  | 60 |  | 10.8 | 14 | BATTERY BREAKER BOX | CVAT-BCB-6201A | CVAT-CD | T1 |  |  | HOLD | PCS MARSHALLING CABINET | HOLD 1 | CVAT-EIR | [7 empty] | PTSC M&C | PTSC M&C - Onshore
|  | 250 | 2P |  | 1.0 |  | FL2 | GREY | OVE |  |  | 60 |  | 10.8 | 14 | BATTERY BREAKER BOX | CVAT-BCB-6201B | CVAT-CD | T1 |  |  | HOLD | PCS MARSHALLING CABINET | HOLD 1 | CVAT-EIR | [7 empty] | PTSC M&C | PTSC M&C - Onshore
|  | 250 | 2P |  | 1.0 |  | FL2 | GREY | OVE |  |  | 60 |  | 10.8 | 14 | BATTERY BREAKER BOX | CVAT-BCB-6202A | CVAT-CD | T1 |  |  | HOLD | PCS MARSHALLING CABINET | HOLD 1 | CVAT-EIR | [7 empty] | PTSC M&C | PTSC M&C - Onshore
|  | 250 | 2P |  | 1.0 |  | FL2 | GREY | OVE |  |  | 60 |  | 10.8 | 14 | BATTERY BREAKER BOX | CVAT-BCB-6202B | CVAT-CD | T1 |  |  | HOLD | PCS MARSHALLING CABINET | HOLD 1 | CVAT-EIR | [7 empty] | PTSC M&C | PTSC M&C - Onshore
|  |  | 4Pr |  | 23AWG |  | ETH2 | BLACK | IND & OVE |  |  | 60 |  | 8.3 | 11.4 | GAS CHROMATOGRAPH SKID | CVAT-PK-0801 | CVAT-CD | T1 |  |  | HOLD | PCS SYSTEM CABINET | HOLD 1 | CVAT-EIR | [7 empty] | PTSC M&C | PTSC M&C - Onshore
|  |  | RS485 |  | RS485 |  | RS485 | BLACK | IND & OVE |  |  | 60 |  | 8.3 | 11.4 | NAVIGATIONAL AIDS - CENTRAL CONTROL PANEL | CVAT-NACP-8701 | CVAT-EIR | T1 |  |  | HOLD | PCS SYSTEM CABINET | HOLD 1 | CVAT-EIR | [7 empty] | PTSC M&C | PTSC M&C - Onshore
|  | 250 | 8P |  | 1.0 |  | FL2 | GREY | OVE |  |  | 60 |  | 16.3 | 19.8 | NAVIGATIONAL AIDS - CENTRAL CONTROL PANEL | CVAT-NACP-8701 | CVAT-CD | T1 |  |  | HOLD | PCS MARSHALLING CABINET | HOLD 1 | CVAT-EIR | [7 empty] | PTSC M&C | PTSC M&C - Onshore
|  |  | 4Pr |  | 23AWG |  | ETH2 | BLACK | IND & OVE |  |  | 60 |  | 8.3 | 11.4 | BOOSTER COMPRESSOR | CVAT-PK-0701 | CVAT-CD | T1 |  |  | HOLD | PCS SYSTEM CABINET | HOLD 1 | CVAT-EIR | [7 empty] | PTSC M&C | PTSC M&C - Onshore
|  | 250 | 8P |  | 1.0 |  | FL2 | GREY | OVE |  |  | 60 |  | 16.3 | 19.8 | BOOSTER COMPRESSOR | CVAT-PK-0701 | CVAT-CD | T1 |  |  | HOLD | PCS MARSHALLING CABINET | HOLD 1 | CVAT-EIR | [7 empty] | PTSC M&C | PTSC M&C - Onshore
|  | 250 | 4P |  | 1.0 |  | FL2 | GREY | OVE |  |  | 60 |  | 12.6 | 15.8 | BOOSTER COMPRESSOR | CVAT-PK-0701 | CVAT-CD | T1 |  |  | HOLD | PCS MARSHALLING CABINET | HOLD 1 | CVAT-EIR | [7 empty] | PTSC M&C | PTSC M&C - Onshore
|  |  | RS485 |  | RS485 |  | RS485 | BLACK | IND & OVE |  |  | 60 |  | 8.3 | 11.4 | 24VDC AC/DC CONVERTER | CVAT-CO-6201 | CVAT-CD | T1 |  |  | HOLD | PCS SYSTEM CABINET | HOLD 1 | CVAT-EIR | [7 empty] | PTSC M&C | PTSC M&C - Onshore
|  | 250 | 4P |  | 1.0 |  | FL2 | GREY | OVE |  |  | 60 |  | 12.6 | 15.8 | 24VDC AC/DC CONVERTER | CVAT-CO-6201 | CVAT-EIR | T1 |  |  | HOLD | PCS MARSHALLING CABINET | HOLD 1 | CVAT-EIR | [7 empty] | PTSC M&C | PTSC M&C - Onshore
|  |  | RS485 |  | RS485 |  | RS485 | BLACK | IND & OVE |  |  | 60 |  | 8.3 | 11.4 | 24VDC AC/DC CONVERTER | CVAT-CO-6202 | CVAT-CD | T1 |  |  | HOLD | PCS SYSTEM CABINET | HOLD 1 | CVAT-EIR | [7 empty] | PTSC M&C | PTSC M&C - Onshore
|  | 250 | 4P |  | 1.0 |  | FL2 | GREY | OVE |  |  | 60 |  | 12.6 | 15.8 | 24VDC AC/DC CONVERTER | CVAT-CO-6202 | CVAT-EIR | T1 |  |  | HOLD | PCS MARSHALLING CABINET | HOLD 1 | CVAT-EIR | [7 empty] | PTSC M&C | PTSC M&C - Onshore
|  | 250 | 2P |  | 1.0 |  | FL2 | GREY | OVE |  |  | 60 |  | 10.8 | 14 | MICROWAVE DIGITAL RADIO SYSTEM | CVAT-MDR-7301 | CVAT-EIR | T1 |  |  | HOLD | PCS MARSHALLING CABINET | HOLD 1 | CVAT-EIR | [7 empty] | PTSC M&C | PTSC M&C - Onshore
|  | 250 | 8P |  | 1.0 |  | FL2 | GREY | OVE |  |  | 60 |  | 16.3 | 19.8 | 24VDC DISTRIBUTION PANEL | CVAT-DDP-6201 | CVAT-EIR | T1 |  |  | HOLD | PCS MARSHALLING CABINET | HOLD 1 | CVAT-EIR | [7 empty] | PTSC M&C | PTSC M&C - Onshore
|  |  | 4Pr |  | 23AWG |  | ETH2 | BLACK | IND & OVE |  |  | 60 |  | 8.3 | 11.4 | DIESEL ENGINE GENERATOR | CVAT-DE-6002 | CVAT-MZD | T1 |  |  | HOLD | PCS SYSTEM CABINET | HOLD 1 | CVAT-EIR | [7 empty] | PTSC M&C | PTSC M&C - Onshore
|  | 250 | 4P |  | 1.0 |  | FL2 | GREY | OVE |  |  | 60 |  | 12.6 | 15.8 | DIESEL ENGINE GENERATOR | CVAT-DE-6002 | CVAT-MZD | T1 |  |  | HOLD | PCS MARSHALLING CABINET | HOLD 1 | CVAT-EIR | [7 empty] | PTSC M&C | PTSC M&C - Onshore
|  | 250 | 8P |  | 1.0 |  | FL2 | GREY | OVE |  |  | 60 |  | 16.3 | 19.8 | DIESEL ENGINE GENERATOR | CVAT-DE-6002 | CVAT-MZD | T1 |  |  | HOLD | PCS MARSHALLING CABINET | HOLD 1 | CVAT-EIR | [7 empty] | PTSC M&C | PTSC M&C - Onshore
|  |  | 4Pr |  | 23AWG |  | ETH2 | BLACK | IND & OVE |  |  | 60 |  | 8.3 | 11.4 | GAS ENGINE GENERATOR | CVAT-GE-6001 | CVAT-MZD | T1 |  |  | HOLD | PCS SYSTEM CABINET | HOLD 1 | CVAT-EIR | [7 empty] | PTSC M&C | PTSC M&C - Onshore
|  | 250 | 2P |  | 1.0 |  | FL2 | GREY | OVE |  |  | 60 |  | 10.8 | 14 | GAS ENGINE GENERATOR | CVAT-GE-6001 | CVAT-MZD | T1 |  |  | HOLD | PCS MARSHALLING CABINET | HOLD 1 | CVAT-EIR | [7 empty] | PTSC M&C | PTSC M&C - Onshore
|  | 250 | 8P |  | 1.0 |  | FL2 | GREY | OVE |  |  | 60 |  | 16.3 | 19.8 | GAS ENGINE GENERATOR | CVAT-GE-6001 | CVAT-MZD | T1 |  |  | HOLD | PCS MARSHALLING CABINET | HOLD 1 | CVAT-EIR | [7 empty] | PTSC M&C | PTSC M&C - Onshore
|  | 250 | 12P |  | 1.0 |  | FL2 | GREY | OVE |  |  | 60 |  | 19.6 | 23.3 | 400VAC INCOMING PANEL | CVAT-ADP-6501 | CVAT-EIR | T1 |  |  | HOLD | PCS MARSHALLING CABINET | HOLD 1 | CVAT-EIR | [7 empty] | PTSC M&C | PTSC M&C - Onshore
|  | 250 | 8P |  | 1.0 |  | FL2 | GREY | OVE |  |  | 60 |  | 16.3 | 19.8 | 400VAC INCOMING PANEL | CVAT-ADP-6501 | CVAT-EIR | T1 |  |  | HOLD | PCS MARSHALLING CABINET | HOLD 1 | CVAT-EIR | [7 empty] | PTSC M&C | PTSC M&C - Onshore
|  | 250 | 4P |  | 1.0 |  | FL2 | GREY | OVE |  |  | 60 |  | 12.6 | 15.8 | 400/230VAC DISTRIBUTION PANEL | CVAT-ADP-6601 | CVAT-EIR | T1 |  |  | HOLD | PCS MARSHALLING CABINET | HOLD 1 | CVAT-EIR | [7 empty] | PTSC M&C | PTSC M&C - Onshore
II | SDS CABLES
|  | 250 | 4P |  | 1.0 |  | FR2 | ORANGE | OVE |  |  | 60 |  | 17.2 | 21.5 | JUNCTION BOX | CVAT-XJB-0201 | CVAT-SCD | T1 |  |  | HOLD | SDS & FGS MARSHALLING CABINET | HOLD 1 | CVAT-EIR | [7 empty] | PTSC M&C | PTSC M&C - Onshore
|  | 250 | 1P |  | 1.0 |  | FR2 | ORANGE | OVE |  |  | 30 |  | 9.8 | 13.3 | EMERGENCY STATION PUSH BUTTON | CVAT-ESD-7101 | CVAT-SCD | T1 |  |  | HOLD | JUNCTION BOX | CVAT-XJB-0201 | CVAT-SCD | [7 empty] | PTSC M&C | PTSC M&C - Onshore
|  | 250 | 1P |  | 1.0 |  | FR2 | ORANGE | OVE |  |  | 30 |  | 9.8 | 13.3 | EMERGENCY STATION PUSH BUTTON | CVAT-ESD-7102 | CVAT-SCD | T1 |  |  | HOLD | JUNCTION BOX | CVAT-XJB-0201 | CVAT-SCD | [7 empty] | PTSC M&C | PTSC M&C - Onshore
|  | 0.6/1K | 37C |  | 1.5 |  | FR9 | ORANGE | - |  |  | 60 |  | 35.7 | 40.7 | JUNCTION BOX | CVAT-XJB-0201 | CVAT-SCD | T1 |  |  | HOLD | SDS & FGS MARSHALLING CABINET | HOLD 1 | CVAT-EIR | [7 empty] | PTSC M&C | PTSC M&C - Onshore
|  | 0.6/1K | 2C |  | 1.5 |  | FR9 | ORANGE | - |  |  | 30 |  | 11.8 | 15.4 | S/D VALVE-SOLENOID | CVAT-SXSV-0801 | CVAT-SCD | T1 |  |  | HOLD | JUNCTION BOX | CVAT-XJB-0201 | CVAT-SCD | [7 empty] | PTSC M&C | PTSC M&C - Onshore
|  | 0.6/1K | 2C |  | 1.5 |  | FR9 | ORANGE | - |  |  | 30 |  | 11.8 | 15.4 | S/D VALVE-SOLENOID | CVAT-SXSV-0802 | CVAT-SCD | T1 |  |  | HOLD | JUNCTION BOX | CVAT-XJB-0201 | CVAT-SCD | [7 empty] | PTSC M&C | PTSC M&C - Onshore |  |  | FUTURE
|  | 0.6/1K | 2C |  | 1.5 |  | FR9 | ORANGE | - |  |  | 30 |  | 11.8 | 15.4 | S/D VALVE-SOLENOID | CVAT-SXSV-0803 | CVAT-SCD | T1 |  |  | HOLD | JUNCTION BOX | CVAT-XJB-0201 | CVAT-SCD | [7 empty] | PTSC M&C | PTSC M&C - Onshore |  |  | FUTURE
|  | 0.6/1K | 2C |  | 1.5 |  | FR9 | ORANGE | - |  |  | 30 |  | 11.8 | 15.4 | S/D VALVE-SOLENOID | CVAT-SXSV-4002 | CVAT-SCD | T1 |  |  | HOLD | JUNCTION BOX | CVAT-XJB-0201 | CVAT-SCD | [7 empty] | PTSC M&C | PTSC M&C - Onshore
|  | 0.6/1K | 2C |  | 1.5 |  | FR9 | ORANGE | - |  |  | 30 |  | 11.8 | 15.4 | ON/OFF VALVE-SOLENOID | CVAT-XXSV-4001 | CVAT-SCD | T1 |  |  | HOLD | JUNCTION BOX | CVAT-XJB-0201 | CVAT-SCD | [7 empty] | PTSC M&C | PTSC M&C - Onshore
|  | 0.6/1K | 2C |  | 1.5 |  | FR9 | ORANGE | - |  |  | 30 |  | 11.8 | 15.4 | ON/OFF VALVE-SOLENOID | CVAT-XXSV-4003 | CVAT-SCD | T1 |  |  | HOLD | JUNCTION BOX | CVAT-XJB-0201 | CVAT-SCD | [7 empty] | PTSC M&C | PTSC M&C - Onshore
|  | 0.6/1K | 2C |  | 1.5 |  | FR9 | ORANGE | - |  |  | 30 |  | 11.8 | 15.4 | ON/OFF VALVE-SOLENOID | CVAT-XXSV-4004 | CVAT-SCD | T1 |  |  | HOLD | JUNCTION BOX | CVAT-XJB-0201 | CVAT-SCD | [7 empty] | PTSC M&C | PTSC M&C - Onshore
|  | 0.6/1K | 2C |  | 1.5 |  | FR9 | ORANGE | - |  |  | 30 |  | 11.8 | 15.4 | ON/OFF VALVE-SOLENOID | CVAT-XXSV-4102 | CVAT-SCD | T1 |  |  | HOLD | JUNCTION BOX | CVAT-XJB-0201 | CVAT-SCD | [7 empty] | PTSC M&C | PTSC M&C - Onshore
|  | 0.6/1K | 2C |  | 1.5 |  | FR9 | ORANGE | - |  |  | 30 |  | 11.8 | 15.4 | S/D VALVE-SOLENOID | CVAT-SXSV-0804 | CVAT-SCD | T1 |  |  | HOLD | JUNCTION BOX | CVAT-XJB-0201 | CVAT-SCD | [7 empty] | PTSC M&C | PTSC M&C - Onshore |  |  | FUTURE
|  | 0.6/1K | 2C |  | 1.5 |  | FR9 | ORANGE | - |  |  | 30 |  | 11.8 | 15.4 | S/D VALVE-SOLENOID | CVAT-SXSV-0805 | CVAT-SCD | T1 |  |  | HOLD | JUNCTION BOX | CVAT-XJB-0201 | CVAT-SCD | [7 empty] | PTSC M&C | PTSC M&C - Onshore |  |  | FUTURE
|  | 0.6/1K | 2C |  | 1.5 |  | FR9 | ORANGE | - |  |  | 30 |  | 11.8 | 15.4 | S/D VALVE-SOLENOID | CVAT-SXSV-0806 | CVAT-SCD | T1 |  |  | HOLD | JUNCTION BOX | CVAT-XJB-0201 | CVAT-SCD | [7 empty] | PTSC M&C | PTSC M&C - Onshore |  |  | FUTURE
|  | 0.6/1K | 2C |  | 1.5 |  | FR9 | ORANGE | - |  |  | 30 |  | 11.8 | 15.4 | S/D VALVE-SOLENOID | CVAT-SXSV-0807 | CVAT-SCD | T1 |  |  | HOLD | JUNCTION BOX | CVAT-XJB-0201 | CVAT-SCD | [7 empty] | PTSC M&C | PTSC M&C - Onshore |  |  | FUTURE
|  | 0.6/1K | 2C |  | 1.5 |  | FR9 | ORANGE | - |  |  | 30 |  | 11.8 | 15.4 | S/D VALVE-SOLENOID | CVAT-SXSV-0808 | CVAT-SCD | T1 |  |  | HOLD | JUNCTION BOX | CVAT-XJB-0201 | CVAT-SCD | [7 empty] | PTSC M&C | PTSC M&C - Onshore |  |  | FUTURE
|  | 0.6/1K | 2C |  | 1.5 |  | FR9 | ORANGE | - |  |  | 30 |  | 11.8 | 15.4 | S/D VALVE-SOLENOID | CVAT-SXSV-0809 | CVAT-SCD | T1 |  |  | HOLD | JUNCTION BOX | CVAT-XJB-0201 | CVAT-SCD | [7 empty] | PTSC M&C | PTSC M&C - Onshore |  |  | FUTURE
|  | 0.6/1K | 2C |  | 1.5 |  | FR9 | ORANGE | - |  |  | 30 |  | 11.8 | 15.4 | S/D VALVE-SOLENOID | CVAT-SXSV-0810 | CVAT-SCD | T1 |  |  | HOLD | JUNCTION BOX | CVAT-XJB-0201 | CVAT-SCD | [7 empty] | PTSC M&C | PTSC M&C - Onshore |  |  | FUTURE
|  | 250 | 24P |  | 1.0 |  | FR4 | ORANGE | IND & OVE |  |  | 60 |  | 39.2 | 45 | JUNCTION BOX | CVAT-XJB-0301 | CVAT-CD | T1 |  |  | HOLD | SDS & FGS MARSHALLING CABINET | HOLD 1 | CVAT-EIR | [7 empty] | PTSC M&C | PTSC M&C - Onshore
|  | 250 | 1P |  | 1.0 |  | FR2 | ORANGE | OVE |  |  | 30 |  | 9.8 | 13.3 | PRESSURE TRANSMITTER | CVAT-PIT-0102 | CVAT-CD | T1 |  |  | HOLD | SDS & FGS MARSHALLING CABINET | HOLD 1 | CVAT-EIR | [7 empty] | PTSC M&C | PTSC M&C - Onshore
|  | 250 | 1P |  | 1.0 |  | FR2 | ORANGE | OVE |  |  | 30 |  | 9.8 | 13.3 | PRESSURE TRANSMITTER | CVAT-PIT-0107 | CVAT-CD | T1 |  |  | HOLD | SDS & FGS MARSHALLING CABINET | HOLD 1 | CVAT-EIR | [7 empty] | PTSC M&C | PTSC M&C - Onshore
|  | 250 | 1P |  | 1.0 |  | FR2 | ORANGE | OVE |  |  | 30 |  | 9.8 | 13.3 | PRESSURE TRANSMITTER | CVAT-PIT-0112 | CVAT-CD | T1 |  |  | HOLD | SDS & FGS MARSHALLING CABINET | HOLD 1 | CVAT-EIR | [7 empty] | PTSC M&C | PTSC M&C - Onshore
|  | 250 | 1P |  | 1.0 |  | FR2 | ORANGE | OVE |  |  | 30 |  | 9.8 | 13.3 | PRESSURE TRANSMITTER | CVAT-PIT-0117 | CVAT-CD | T1 |  |  | HOLD | SDS & FGS MARSHALLING CABINET | HOLD 1 | CVAT-EIR | [7 empty] | PTSC M&C | PTSC M&C - Onshore
|  | 250 | 1P |  | 1.0 |  | FR2 | ORANGE | OVE |  |  | 30 |  | 9.8 | 13.3 | PRESSURE TRANSMITTER | CVAT-PIT-0122 | CVAT-CD | T1 |  |  | HOLD | SDS & FGS MARSHALLING CABINET | HOLD 1 | CVAT-EIR | [7 empty] | PTSC M&C | PTSC M&C - Onshore
|  | 250 | 1P |  | 1.0 |  | FR2 | ORANGE | OVE |  |  | 30 |  | 9.8 | 13.3 | PRESSURE TRANSMITTER | CVAT-PIT-0127 | CVAT-CD | T1 |  |  | HOLD | SDS & FGS MARSHALLING CABINET | HOLD 1 | CVAT-EIR | [7 empty] | PTSC M&C | PTSC M&C - Onshore
|  | 250 | 1P |  | 1.0 |  | FR2 | ORANGE | OVE |  |  | 30 |  | 9.8 | 13.3 | PRESSURE TRANSMITTER | CVAT-PIT-0132 | CVAT-CD | T1 |  |  | HOLD | SDS & FGS MARSHALLING CABINET | HOLD 1 | CVAT-EIR | [7 empty] | PTSC M&C | PTSC M&C - Onshore
|  | 250 | 1P |  | 1.0 |  | FR2 | ORANGE | OVE |  |  | 30 |  | 9.8 | 13.3 | PRESSURE TRANSMITTER | CVAT-PIT-0137 | CVAT-CD | T1 |  |  | HOLD | SDS & FGS MARSHALLING CABINET | HOLD 1 | CVAT-EIR | [7 empty] | PTSC M&C | PTSC M&C - Onshore
|  | 250 | 1P |  | 1.0 |  | FR2 | ORANGE | OVE |  |  | 30 |  | 9.8 | 13.3 | PRESSURE TRANSMITTER | CVAT-PIT-0142 | CVAT-CD | T1 |  |  | HOLD | SDS & FGS MARSHALLING CABINET | HOLD 1 | CVAT-EIR | [7 empty] | PTSC M&C | PTSC M&C - Onshore
|  | 250 | 1P |  | 1.0 |  | FR2 | ORANGE | OVE |  |  | 30 |  | 9.8 | 13.3 | PRESSURE TRANSMITTER | CVAT-PIT-0147 | CVAT-CD | T1 |  |  | HOLD | SDS & FGS MARSHALLING CABINET | HOLD 1 | CVAT-EIR | [7 empty] | PTSC M&C | PTSC M&C - Onshore
|  | 250 | 1P |  | 1.0 |  | FR2 | ORANGE | OVE |  |  | 30 |  | 9.8 | 13.3 | PRESSURE TRANSMITTER | CVAT-PIT-0152 | CVAT-CD | T1 |  |  | HOLD | SDS & FGS MARSHALLING CABINET | HOLD 1 | CVAT-EIR | [7 empty] | PTSC M&C | PTSC M&C - Onshore
|  | 250 | 1P |  | 1.0 |  | FR2 | ORANGE | OVE |  |  | 30 |  | 9.8 | 13.3 | PRESSURE TRANSMITTER | CVAT-PIT-0157 | CVAT-CD | T1 |  |  | HOLD | SDS & FGS MARSHALLING CABINET | HOLD 1 | CVAT-EIR | [7 empty] | PTSC M&C | PTSC M&C - Onshore
|  | 250 | 1P |  | 1.0 |  | FR2 | ORANGE | OVE |  |  | 30 |  | 9.8 | 13.3 | PRESSURE TRANSMITTER | CVAT-PIT-0162 | CVAT-CD | T1 |  |  | HOLD | SDS & FGS MARSHALLING CABINET | HOLD 1 | CVAT-EIR | [7 empty] | PTSC M&C | PTSC M&C - Onshore
|  | 250 | 1P |  | 1.0 |  | FR2 | ORANGE | OVE |  |  | 30 |  | 9.8 | 13.3 | PRESSURE TRANSMITTER | CVAT-PIT-0167 | CVAT-CD | T1 |  |  | HOLD | SDS & FGS MARSHALLING CABINET | HOLD 1 | CVAT-EIR | [7 empty] | PTSC M&C | PTSC M&C - Onshore
|  | 250 | 1P |  | 1.0 |  | FR2 | ORANGE | OVE |  |  | 30 |  | 9.8 | 13.3 | PRESSURE TRANSMITTER | CVAT-PIT-0172 | CVAT-CD | T1 |  |  | HOLD | SDS & FGS MARSHALLING CABINET | HOLD 1 | CVAT-EIR | [7 empty] | PTSC M&C | PTSC M&C - Onshore
|  | 250 | 1P |  | 1.0 |  | FR2 | ORANGE | OVE |  |  | 30 |  | 9.8 | 13.3 | PRESSURE TRANSMITTER | CVAT-PIT-0177 | CVAT-CD | T1 |  |  | HOLD | SDS & FGS MARSHALLING CABINET | HOLD 1 | CVAT-EIR | [7 empty] | PTSC M&C | PTSC M&C - Onshore
|  | 250 | 1P |  | 1.0 |  | FR2 | ORANGE | OVE |  |  | 30 |  | 9.8 | 13.3 | PRESSURE TRANSMITTER | CVAT-PIT-0182 | CVAT-CD | T1 |  |  | HOLD | SDS & FGS MARSHALLING CABINET | HOLD 1 | CVAT-EIR | [7 empty] | PTSC M&C | PTSC M&C - Onshore
|  | 250 | 1P |  | 1.0 |  | FR2 | ORANGE | OVE |  |  | 30 |  | 9.8 | 13.3 | PRESSURE TRANSMITTER | CVAT-PIT-0187 | CVAT-CD | T1 |  |  | HOLD | SDS & FGS MARSHALLING CABINET | HOLD 1 | CVAT-EIR | [7 empty] | PTSC M&C | PTSC M&C - Onshore
|  | 250 | 1P |  | 1.0 |  | FR2 | ORANGE | OVE |  |  | 30 |  | 9.8 | 13.3 | PRESSURE TRANSMITTER | CVAT-PIT-0192 | CVAT-CD | T1 |  |  | HOLD | SDS & FGS MARSHALLING CABINET | HOLD 1 | CVAT-EIR | [7 empty] | PTSC M&C | PTSC M&C - Onshore
|  | 250 | 1P |  | 1.0 |  | FR2 | ORANGE | OVE |  |  | 30 |  | 9.8 | 13.3 | PRESSURE TRANSMITTER | CVAT-PIT-0197 | CVAT-CD | T1 |  |  | HOLD | SDS & FGS MARSHALLING CABINET | HOLD 1 | CVAT-EIR | [7 empty] | PTSC M&C | PTSC M&C - Onshore
|  | 0.6/1K | 37C |  | 1.5 |  | FR9 | ORANGE | - |  |  | 60 |  | 35.7 | 40.7 | JUNCTION BOX | CVAT-XJB-0302 | CVAT-CD | T1 |  |  | HOLD | SDS & FGS MARSHALLING CABINET | HOLD 1 | CVAT-EIR | [7 empty] | PTSC M&C | PTSC M&C - Onshore
|  | 0.6/1K | 2C |  | 1.5 |  | FR9 | ORANGE | - |  |  | 30 |  | 11.8 | 15.4 | ON/OFF VALVE-SOLENOID | CVAT-XXSV-0601 | CVAT-CD | T1 |  |  | HOLD | JUNCTION BOX | CVAT-XJB-0302 | CVAT-CD | [7 empty] | PTSC M&C | PTSC M&C - Onshore
|  | 0.6/1K | 2C |  | 1.5 |  | FR9 | ORANGE | - |  |  | 30 |  | 11.8 | 15.4 | ON/OFF VALVE-SOLENOID | CVAT-XXSV-0602 | CVAT-CD | T1 |  |  | HOLD | JUNCTION BOX | CVAT-XJB-0302 | CVAT-CD | [7 empty] | PTSC M&C | PTSC M&C - Onshore
|  | 0.6/1K | 2C |  | 1.5 |  | FR9 | ORANGE | - |  |  | 30 |  | 11.8 | 15.4 | ON/OFF VALVE-SOLENOID | CVAT-XXSV-0606 | CVAT-CD | T1 |  |  | HOLD | JUNCTION BOX | CVAT-XJB-0302 | CVAT-CD | [7 empty] | PTSC M&C | PTSC M&C - Onshore
|  | 0.6/1K | 2C |  | 1.5 |  | FR9 | ORANGE | - |  |  | 30 |  | 11.8 | 15.4 | ON/OFF VALVE-SOLENOID | CVAT-XXSV-0607 | CVAT-CD | T1 |  |  | HOLD | JUNCTION BOX | CVAT-XJB-0302 | CVAT-CD | [7 empty] | PTSC M&C | PTSC M&C - Onshore
|  | 0.6/1K | 2C |  | 1.5 |  | FR9 | ORANGE | - |  |  | 30 |  | 11.8 | 15.4 | ON/OFF VALVE-SOLENOID | CVAT-XXSV-0611 | CVAT-CD | T1 |  |  | HOLD | JUNCTION BOX | CVAT-XJB-0302 | CVAT-CD | [7 empty] | PTSC M&C | PTSC M&C - Onshore
|  | 0.6/1K | 2C |  | 1.5 |  | FR9 | ORANGE | - |  |  | 30 |  | 11.8 | 15.4 | ON/OFF VALVE-SOLENOID | CVAT-XXSV-0612 | CVAT-CD | T1 |  |  | HOLD | JUNCTION BOX | CVAT-XJB-0302 | CVAT-CD | [7 empty] | PTSC M&C | PTSC M&C - Onshore
|  | 0.6/1K | 2C |  | 1.5 |  | FR9 | ORANGE | - |  |  | 30 |  | 11.8 | 15.4 | ON/OFF VALVE-SOLENOID | CVAT-XXSV-0617 | CVAT-CD | T1 |  |  | HOLD | JUNCTION BOX | CVAT-XJB-0302 | CVAT-CD | [7 empty] | PTSC M&C | PTSC M&C - Onshore
|  | 0.6/1K | 2C |  | 1.5 |  | FR9 | ORANGE | - |  |  | 30 |  | 11.8 | 15.4 | ON/OFF VALVE-SOLENOID | CVAT-XXSV-0801 | CVAT-CD | T1 |  |  | HOLD | JUNCTION BOX | CVAT-XJB-0302 | CVAT-CD | [7 empty] | PTSC M&C | PTSC M&C - Onshore
|  | 0.6/1K | 2C |  | 1.5 |  | FR9 | ORANGE | - |  |  | 30 |  | 11.8 | 15.4 | ON/OFF VALVE-SOLENOID | CVAT-XXSV-0802 | CVAT-CD | T1 |  |  | HOLD | JUNCTION BOX | CVAT-XJB-0302 | CVAT-CD | [7 empty] | PTSC M&C | PTSC M&C - Onshore
|  | 0.6/1K | 2C |  | 1.5 |  | FR9 | ORANGE | - |  |  | 30 |  | 11.8 | 15.4 | ON/OFF VALVE-SOLENOID | CVAT-XXSV-0806 | CVAT-CD | T1 |  |  | HOLD | JUNCTION BOX | CVAT-XJB-0302 | CVAT-CD | [7 empty] | PTSC M&C | PTSC M&C - Onshore
|  | 0.6/1K | 2C |  | 1.5 |  | FR9 | ORANGE | - |  |  | 30 |  | 11.8 | 15.4 | ON/OFF VALVE-SOLENOID | CVAT-XXSV-0807 | CVAT-CD | T1 |  |  | HOLD | JUNCTION BOX | CVAT-XJB-0302 | CVAT-CD | [7 empty] | PTSC M&C | PTSC M&C - Onshore
|  | 0.6/1K | 2C |  | 1.5 |  | FR9 | ORANGE | - |  |  | 30 |  | 11.8 | 15.4 | ON/OFF VALVE-SOLENOID | CVAT-XXSV-0811 | CVAT-CD | T1 |  |  | HOLD | JUNCTION BOX | CVAT-XJB-0302 | CVAT-CD | [7 empty] | PTSC M&C | PTSC M&C - Onshore
|  | 0.6/1K | 2C |  | 1.5 |  | FR9 | ORANGE | - |  |  | 30 |  | 11.8 | 15.4 | ON/OFF VALVE-SOLENOID | CVAT-XXSV-0812 | CVAT-CD | T1 |  |  | HOLD | JUNCTION BOX | CVAT-XJB-0302 | CVAT-CD | [7 empty] | PTSC M&C | PTSC M&C - Onshore
|  | 0.6/1K | 2C |  | 1.5 |  | FR9 | ORANGE | - |  |  | 30 |  | 11.8 | 15.4 | ON/OFF VALVE-SOLENOID | CVAT-XXSV-0817 | CVAT-CD | T1 |  |  | HOLD | JUNCTION BOX | CVAT-XJB-0302 | CVAT-CD | [7 empty] | PTSC M&C | PTSC M&C - Onshore
|  | 0.6/1K | 37C |  | 1.5 |  | FR9 | ORANGE | - |  |  | 60 |  | 35.7 | 40.7 | JUNCTION BOX | CVAT-XJB-0303 | CVAT-CD | T1 |  |  | HOLD | SDS & FGS MARSHALLING CABINET | HOLD 1 | CVAT-EIR | [7 empty] | PTSC M&C | PTSC M&C - Onshore
|  | 0.6/1K | 2C |  | 1.5 |  | FR9 | ORANGE | - |  |  | 30 |  | 11.8 | 15.4 | ON/OFF VALVE-SOLENOID | CVAT-XXSV-0613 | CVAT-CD | T1 |  |  | HOLD | JUNCTION BOX | CVAT-XJB-0302 | CVAT-CD | [7 empty] | PTSC M&C | PTSC M&C - Onshore
|  | 0.6/1K | 2C |  | 1.5 |  | FR9 | ORANGE | - |  |  | 30 |  | 11.8 | 15.4 | ON/OFF VALVE-SOLENOID | CVAT-XXSV-0614 | CVAT-CD | T1 |  |  | HOLD | JUNCTION BOX | CVAT-XJB-0302 | CVAT-CD | [7 empty] | PTSC M&C | PTSC M&C - Onshore
|  | 0.6/1K | 2C |  | 1.5 |  | FR9 | ORANGE | - |  |  | 30 |  | 11.8 | 15.4 | ON/OFF VALVE-SOLENOID | CVAT-XXSV-0615 | CVAT-CD | T1 |  |  | HOLD | JUNCTION BOX | CVAT-XJB-0302 | CVAT-CD | [7 empty] | PTSC M&C | PTSC M&C - Onshore
|  | 0.6/1K | 2C |  | 1.5 |  | FR9 | ORANGE | - |  |  | 30 |  | 11.8 | 15.4 | ON/OFF VALVE-SOLENOID | CVAT-XXSV-0616 | CVAT-CD | T1 |  |  | HOLD | JUNCTION BOX | CVAT-XJB-0302 | CVAT-CD | [7 empty] | PTSC M&C | PTSC M&C - Onshore
|  | 0.6/1K | 2C |  | 1.5 |  | FR9 | ORANGE | - |  |  | 30 |  | 11.8 | 15.4 | ON/OFF VALVE-SOLENOID | CVAT-XXSV-0618 | CVAT-CD | T1 |  |  | HOLD | JUNCTION BOX | CVAT-XJB-0302 | CVAT-CD | [7 empty] | PTSC M&C | PTSC M&C - Onshore
|  | 0.6/1K | 2C |  | 1.5 |  | FR9 | ORANGE | - |  |  | 30 |  | 11.8 | 15.4 | ON/OFF VALVE-SOLENOID | CVAT-XXSV-0619 | CVAT-CD | T1 |  |  | HOLD | JUNCTION BOX | CVAT-XJB-0302 | CVAT-CD | [7 empty] | PTSC M&C | PTSC M&C - Onshore
|  | 0.6/1K | 2C |  | 1.5 |  | FR9 | ORANGE | - |  |  | 30 |  | 11.8 | 15.4 | ON/OFF VALVE-SOLENOID | CVAT-XXSV-0620 | CVAT-CD | T1 |  |  | HOLD | JUNCTION BOX | CVAT-XJB-0302 | CVAT-CD | [7 empty] | PTSC M&C | PTSC M&C - Onshore
|  | 0.6/1K | 2C |  | 1.5 |  | FR9 | ORANGE | - |  |  | 30 |  | 11.8 | 15.4 | ON/OFF VALVE-SOLENOID | CVAT-XXSV-0813 | CVAT-CD | T1 |  |  | HOLD | JUNCTION BOX | CVAT-XJB-0302 | CVAT-CD | [7 empty] | PTSC M&C | PTSC M&C - Onshore
|  | 0.6/1K | 2C |  | 1.5 |  | FR9 | ORANGE | - |  |  | 30 |  | 11.8 | 15.4 | ON/OFF VALVE-SOLENOID | CVAT-XXSV-0814 | CVAT-CD | T1 |  |  | HOLD | JUNCTION BOX | CVAT-XJB-0302 | CVAT-CD | [7 empty] | PTSC M&C | PTSC M&C - Onshore
|  | 0.6/1K | 2C |  | 1.5 |  | FR9 | ORANGE | - |  |  | 30 |  | 11.8 | 15.4 | ON/OFF VALVE-SOLENOID | CVAT-XXSV-0815 | CVAT-CD | T1 |  |  | HOLD | JUNCTION BOX | CVAT-XJB-0302 | CVAT-CD | [7 empty] | PTSC M&C | PTSC M&C - Onshore
|  | 0.6/1K | 2C |  | 1.5 |  | FR9 | ORANGE | - |  |  | 30 |  | 11.8 | 15.4 | ON/OFF VALVE-SOLENOID | CVAT-XXSV-0816 | CVAT-CD | T1 |  |  | HOLD | JUNCTION BOX | CVAT-XJB-0302 | CVAT-CD | [7 empty] | PTSC M&C | PTSC M&C - Onshore
|  | 0.6/1K | 2C |  | 1.5 |  | FR9 | ORANGE | - |  |  | 30 |  | 11.8 | 15.4 | ON/OFF VALVE-SOLENOID | CVAT-XXSV-0818 | CVAT-CD | T1 |  |  | HOLD | JUNCTION BOX | CVAT-XJB-0302 | CVAT-CD | [7 empty] | PTSC M&C | PTSC M&C - Onshore
|  | 0.6/1K | 2C |  | 1.5 |  | FR9 | ORANGE | - |  |  | 30 |  | 11.8 | 15.4 | ON/OFF VALVE-SOLENOID | CVAT-XXSV-0819 | CVAT-CD | T1 |  |  | HOLD | JUNCTION BOX | CVAT-XJB-0302 | CVAT-CD | [7 empty] | PTSC M&C | PTSC M&C - Onshore
|  | 0.6/1K | 2C |  | 1.5 |  | FR9 | ORANGE | - |  |  | 30 |  | 11.8 | 15.4 | ON/OFF VALVE-SOLENOID | CVAT-XXSV-0820 | CVAT-CD | T1 |  |  | HOLD | JUNCTION BOX | CVAT-XJB-0302 | CVAT-CD | [7 empty] | PTSC M&C | PTSC M&C - Onshore
|  | 250 | 4P |  | 1.0 |  | FR2 | ORANGE | OVE |  |  | 60 |  | 17.2 | 21.5 | JUNCTION BOX | CVAT-XJB-0304 | CVAT-CD | T1 |  |  | HOLD | SDS & FGS MARSHALLING CABINET | HOLD 1 | CVAT-EIR | [7 empty] | PTSC M&C | PTSC M&C - Onshore
|  | 250 | 1P |  | 1.0 |  | FR2 | ORANGE | OVE |  |  | 30 |  | 9.8 | 13.3 | EMERGENCY STATION PUSH BUTTON | CVAT-ESD-7103 | CVAT-CD | T1 |  |  | HOLD | JUNCTION BOX | CVAT-XJB-0304 | CVAT-CD | [7 empty] | PTSC M&C | PTSC M&C - Onshore
|  | 250 | 1P |  | 1.0 |  | FR2 | ORANGE | OVE |  |  | 30 |  | 9.8 | 13.3 | EMERGENCY STATION PUSH BUTTON | CVAT-ESD-7104 | CVAT-CD | T1 |  |  | HOLD | JUNCTION BOX | CVAT-XJB-0304 | CVAT-CD | [7 empty] | PTSC M&C | PTSC M&C - Onshore
|  | 250 | 1P |  | 1.0 |  | FR2 | ORANGE | OVE |  |  | 30 |  | 9.8 | 13.3 | EMERGENCY STATION PUSH BUTTON | CVAT-ESD-7105 | CVAT-CD | T1 |  |  | HOLD | JUNCTION BOX | CVAT-XJB-0304 | CVAT-CD | [7 empty] | PTSC M&C | PTSC M&C - Onshore
|  | 0.6/1K | 37C |  | 1.5 |  | FR9 | ORANGE | - |  |  | 60 |  | 35.7 | 40.7 | JUNCTION BOX | CVAT-XJB-0304 | CVAT-CD | T1 |  |  | HOLD | SDS & FGS MARSHALLING CABINET | HOLD 1 | CVAT-EIR | [7 empty] | PTSC M&C | PTSC M&C - Onshore
|  | 0.6/1K | 2C |  | 1.5 |  | FR9 | ORANGE | - |  |  | 30 |  | 11.8 | 15.4 | ON/OFF VALVE-SOLENOID | CVAT-XXSV-0603 | CVAT-CD | T1 |  |  | HOLD | JUNCTION BOX | CVAT-XJB-0304 | CVAT-CD | [7 empty] | PTSC M&C | PTSC M&C - Onshore
|  | 0.6/1K | 2C |  | 1.5 |  | FR9 | ORANGE | - |  |  | 30 |  | 11.8 | 15.4 | ON/OFF VALVE-SOLENOID | CVAT-XXSV-0604 | CVAT-CD | T1 |  |  | HOLD | JUNCTION BOX | CVAT-XJB-0304 | CVAT-CD | [7 empty] | PTSC M&C | PTSC M&C - Onshore
|  | 0.6/1K | 2C |  | 1.5 |  | FR9 | ORANGE | - |  |  | 30 |  | 11.8 | 15.4 | ON/OFF VALVE-SOLENOID | CVAT-XXSV-0605 | CVAT-CD | T1 |  |  | HOLD | JUNCTION BOX | CVAT-XJB-0304 | CVAT-CD | [7 empty] | PTSC M&C | PTSC M&C - Onshore
|  | 0.6/1K | 2C |  | 1.5 |  | FR9 | ORANGE | - |  |  | 30 |  | 11.8 | 15.4 | ON/OFF VALVE-SOLENOID | CVAT-XXSV-0608 | CVAT-CD | T1 |  |  | HOLD | JUNCTION BOX | CVAT-XJB-0304 | CVAT-CD | [7 empty] | PTSC M&C | PTSC M&C - Onshore
|  | 0.6/1K | 2C |  | 1.5 |  | FR9 | ORANGE | - |  |  | 30 |  | 11.8 | 15.4 | ON/OFF VALVE-SOLENOID | CVAT-XXSV-0609 | CVAT-CD | T1 |  |  | HOLD | JUNCTION BOX | CVAT-XJB-0304 | CVAT-CD | [7 empty] | PTSC M&C | PTSC M&C - Onshore
|  | 0.6/1K | 2C |  | 1.5 |  | FR9 | ORANGE | - |  |  | 30 |  | 11.8 | 15.4 | ON/OFF VALVE-SOLENOID | CVAT-XXSV-0610 | CVAT-CD | T1 |  |  | HOLD | JUNCTION BOX | CVAT-XJB-0304 | CVAT-CD | [7 empty] | PTSC M&C | PTSC M&C - Onshore
|  | 0.6/1K | 2C |  | 1.5 |  | FR9 | ORANGE | - |  |  | 30 |  | 11.8 | 15.4 | ON/OFF VALVE-SOLENOID | CVAT-XXSV-0621 | CVAT-CD | T1 |  |  | HOLD | JUNCTION BOX | CVAT-XJB-0304 | CVAT-CD | [7 empty] | PTSC M&C | PTSC M&C - Onshore
|  | 0.6/1K | 2C |  | 1.5 |  | FR9 | ORANGE | - |  |  | 30 |  | 11.8 | 15.4 | ON/OFF VALVE-SOLENOID | CVAT-XXSV-0626 | CVAT-CD | T1 |  |  | HOLD | JUNCTION BOX | CVAT-XJB-0304 | CVAT-CD | [7 empty] | PTSC M&C | PTSC M&C - Onshore
|  | 0.6/1K | 2C |  | 1.5 |  | FR9 | ORANGE | - |  |  | 30 |  | 11.8 | 15.4 | ON/OFF VALVE-SOLENOID | CVAT-XXSV-0803 | CVAT-CD | T1 |  |  | HOLD | JUNCTION BOX | CVAT-XJB-0304 | CVAT-CD | [7 empty] | PTSC M&C | PTSC M&C - Onshore
|  | 0.6/1K | 2C |  | 1.5 |  | FR9 | ORANGE | - |  |  | 30 |  | 11.8 | 15.4 | ON/OFF VALVE-SOLENOID | CVAT-XXSV-0804 | CVAT-CD | T1 |  |  | HOLD | JUNCTION BOX | CVAT-XJB-0304 | CVAT-CD | [7 empty] | PTSC M&C | PTSC M&C - Onshore
|  | 0.6/1K | 2C |  | 1.5 |  | FR9 | ORANGE | - |  |  | 30 |  | 11.8 | 15.4 | ON/OFF VALVE-SOLENOID | CVAT-XXSV-0805 | CVAT-CD | T1 |  |  | HOLD | JUNCTION BOX | CVAT-XJB-0304 | CVAT-CD | [7 empty] | PTSC M&C | PTSC M&C - Onshore
|  | 0.6/1K | 2C |  | 1.5 |  | FR9 | ORANGE | - |  |  | 30 |  | 11.8 | 15.4 | ON/OFF VALVE-SOLENOID | CVAT-XXSV-0808 | CVAT-CD | T1 |  |  | HOLD | JUNCTION BOX | CVAT-XJB-0304 | CVAT-CD | [7 empty] | PTSC M&C | PTSC M&C - Onshore
|  | 0.6/1K | 2C |  | 1.5 |  | FR9 | ORANGE | - |  |  | 30 |  | 11.8 | 15.4 | ON/OFF VALVE-SOLENOID | CVAT-XXSV-0809 | CVAT-CD | T1 |  |  | HOLD | JUNCTION BOX | CVAT-XJB-0304 | CVAT-CD | [7 empty] | PTSC M&C | PTSC M&C - Onshore
|  | 0.6/1K | 2C |  | 1.5 |  | FR9 | ORANGE | - |  |  | 30 |  | 11.8 | 15.4 | ON/OFF VALVE-SOLENOID | CVAT-XXSV-0810 | CVAT-CD | T1 |  |  | HOLD | JUNCTION BOX | CVAT-XJB-0304 | CVAT-CD | [7 empty] | PTSC M&C | PTSC M&C - Onshore
|  | 0.6/1K | 2C |  | 1.5 |  | FR9 | ORANGE | - |  |  | 30 |  | 11.8 | 15.4 | ON/OFF VALVE-SOLENOID | CVAT-XXSV-0821 | CVAT-CD | T1 |  |  | HOLD | JUNCTION BOX | CVAT-XJB-0304 | CVAT-CD | [7 empty] | PTSC M&C | PTSC M&C - Onshore |  |  | FUTURE
|  | 250 | 16P |  | 1.0 |  | FR4 | ORANGE | IND & OVE |  |  | 60 |  | 31.6 | 36.6 | JUNCTION BOX | CVAT-XJB-0305 | CVAT-CD | T1 |  |  | HOLD | SDS & FGS MARSHALLING CABINET | HOLD 1 | CVAT-EIR | [7 empty] | PTSC M&C | PTSC M&C - Onshore
|  | 250 | 1P |  | 1.0 |  | FR2 | ORANGE | OVE |  |  | 30 |  | 9.8 | 13.3 | LEVEL TRANSMITTER - MAGNETIC | CVAT-LIT-4002 | CVAT-CD | T1 |  |  | HOLD | JUNCTION BOX | CVAT-XJB-0305 | CVAT-CD | [7 empty] | PTSC M&C | PTSC M&C - Onshore
|  | 250 | 1P |  | 1.0 |  | FR2 | ORANGE | OVE |  |  | 30 |  | 9.8 | 13.3 | LEVEL TRANSMITTER - MAGNETIC | CVAT-LIT-4101 | CVAT-CD | T1 |  |  | HOLD | JUNCTION BOX | CVAT-XJB-0305 | CVAT-CD | [7 empty] | PTSC M&C | PTSC M&C - Onshore
|  | 250 | 1P |  | 1.0 |  | FR2 | ORANGE | OVE |  |  | 30 |  | 9.8 | 13.3 | PRESSURE TRANSMITTER | CVAT-PIT-0802 | CVAT-CD | T1 |  |  | HOLD | JUNCTION BOX | CVAT-XJB-0305 | CVAT-CD | [7 empty] | PTSC M&C | PTSC M&C - Onshore
|  | 250 | 1P |  | 1.0 |  | FR2 | ORANGE | OVE |  |  | 30 |  | 9.8 | 13.3 | PRESSURE TRANSMITTER | CVAT-PIT-0804 | CVAT-CD | T1 |  |  | HOLD | JUNCTION BOX | CVAT-XJB-0305 | CVAT-CD | [7 empty] | PTSC M&C | PTSC M&C - Onshore |  |  | FUTURE
|  | 250 | 1P |  | 1.0 |  | FR2 | ORANGE | OVE |  |  | 30 |  | 9.8 | 13.3 | PRESSURE TRANSMITTER | CVAT-PIT-0805 | CVAT-CD | T1 |  |  | HOLD | JUNCTION BOX | CVAT-XJB-0305 | CVAT-CD | [7 empty] | PTSC M&C | PTSC M&C - Onshore |  |  | FUTURE
|  | 250 | 1P |  | 1.0 |  | FR2 | ORANGE | OVE |  |  | 30 |  | 9.8 | 13.3 | PRESSURE TRANSMITTER | CVAT-PIT-0806 | CVAT-CD | T1 |  |  | HOLD | JUNCTION BOX | CVAT-XJB-0305 | CVAT-CD | [7 empty] | PTSC M&C | PTSC M&C - Onshore
|  | 250 | 1P |  | 1.0 |  | FR2 | ORANGE | OVE |  |  | 30 |  | 9.8 | 13.3 | PRESSURE TRANSMITTER | CVAT-PIT-0807 | CVAT-CD | T1 |  |  | HOLD | JUNCTION BOX | CVAT-XJB-0305 | CVAT-CD | [7 empty] | PTSC M&C | PTSC M&C - Onshore |  |  | FUTURE
|  | 250 | 1P |  | 1.0 |  | FR2 | ORANGE | OVE |  |  | 30 |  | 9.8 | 13.3 | PRESSURE TRANSMITTER | CVAT-PIT-0808 | CVAT-CD | T1 |  |  | HOLD | JUNCTION BOX | CVAT-XJB-0305 | CVAT-CD | [7 empty] | PTSC M&C | PTSC M&C - Onshore |  |  | FUTURE
|  | 250 | 1P |  | 1.0 |  | FR2 | ORANGE | OVE |  |  | 30 |  | 9.8 | 13.3 | PRESSURE TRANSMITTER | CVAT-PIT-0809 | CVAT-CD | T1 |  |  | HOLD | JUNCTION BOX | CVAT-XJB-0305 | CVAT-CD | [7 empty] | PTSC M&C | PTSC M&C - Onshore |  |  | FUTURE
|  | 250 | 1P |  | 1.0 |  | FR2 | ORANGE | OVE |  |  | 30 |  | 9.8 | 13.3 | PRESSURE TRANSMITTER | CVAT-PIT-0810 | CVAT-CD | T1 |  |  | HOLD | JUNCTION BOX | CVAT-XJB-0305 | CVAT-CD | [7 empty] | PTSC M&C | PTSC M&C - Onshore |  |  | FUTURE
|  | 250 | 1P |  | 1.0 |  | FR2 | ORANGE | OVE |  |  | 30 |  | 9.8 | 13.3 | PRESSURE TRANSMITTER | CVAT-PIT-4002 | CVAT-CD | T1 |  |  | HOLD | JUNCTION BOX | CVAT-XJB-0305 | CVAT-CD | [7 empty] | PTSC M&C | PTSC M&C - Onshore
|  | 250 | 1P |  | 1.0 |  | FR2 | ORANGE | OVE |  |  | 30 |  | 9.8 | 13.3 | PRESSURE TRANSMITTER | CVAT-PIT-4101 | CVAT-CD | T1 |  |  | HOLD | JUNCTION BOX | CVAT-XJB-0305 | CVAT-CD | [7 empty] | PTSC M&C | PTSC M&C - Onshore
|  | 0.6/1K | 37C |  | 1.5 |  | FR9 | ORANGE | - |  |  | 60 |  | 35.7 | 40.7 | JUNCTION BOX (BY WHCP PACKAGE) | CVAT-XJB-0311 | CVAT-CD | T1 |  |  | HOLD | SDS & FGS MARSHALLING CABINET | HOLD 1 | CVAT-EIR | [7 empty] | PTSC M&C | PTSC M&C - Onshore
|  | 0.6/1K | 37C |  | 1.5 |  | FR9 | ORANGE | - |  |  | 60 |  | 35.7 | 40.7 | JUNCTION BOX (BY WHCP PACKAGE) | CVAT-XJB-0312 | CVAT-CD | T1 |  |  | HOLD | SDS & FGS MARSHALLING CABINET | HOLD 1 | CVAT-EIR | [7 empty] | PTSC M&C | PTSC M&C - Onshore
|  | 0.6/1K | 37C |  | 1.5 |  | FR9 | ORANGE | - |  |  | 60 |  | 35.7 | 40.7 | JUNCTION BOX (BY WHCP PACKAGE) | CVAT-XJB-0313 | CVAT-CD | T1 |  |  | HOLD | SDS & FGS MARSHALLING CABINET | HOLD 1 | CVAT-EIR | [7 empty] | PTSC M&C | PTSC M&C - Onshore
|  | 0.6/1K | 37C |  | 1.5 |  | FR9 | ORANGE | - |  |  | 60 |  | 35.7 | 40.7 | JUNCTION BOX (BY WHCP PACKAGE) | CVAT-XJB-0314 | CVAT-CD | T1 |  |  | HOLD | SDS & FGS MARSHALLING CABINET | HOLD 1 | CVAT-EIR | [7 empty] | PTSC M&C | PTSC M&C - Onshore
|  | 250 | 4P |  | 1.0 |  | FR4 | ORANGE | IND & OVE |  |  | 60 |  | 18.2 | 22.6 | JUNCTION BOX (BY WHCP PACKAGE) | CVAT-XJB-0315 | CVAT-CD | T1 |  |  | HOLD | SDS & FGS MARSHALLING CABINET | HOLD 1 | CVAT-EIR | [7 empty] | PTSC M&C | PTSC M&C - Onshore
|  | 250 | 24P |  | 1.0 |  | FR2 | ORANGE | OVE |  |  | 60 |  | 37.1 | 42.8 | JUNCTION BOX (BY WHCP PACKAGE) | CVAT-XJB-0316 | CVAT-CD | T1 |  |  | HOLD | SDS & FGS MARSHALLING CABINET | HOLD 1 | CVAT-EIR | [7 empty] | PTSC M&C | PTSC M&C - Onshore
|  | 250 | 8P |  | 1.0 |  | FR2 | ORANGE | OVE |  |  | 60 |  | 22.5 | 27.1 | JUNCTION BOX (BY WHCP PACKAGE) | CVAT-XJB-0317 | CVAT-CD | T1 |  |  | HOLD | SDS & FGS MARSHALLING CABINET | HOLD 1 | CVAT-EIR | [7 empty] | PTSC M&C | PTSC M&C - Onshore
|  | 0.6/1K | 37C |  | 1.5 |  | FR9 | ORANGE | - |  |  | 60 |  | 35.7 | 40.7 | JUNCTION BOX | CVAT-XJB-0401 | CVAT-MZD | T1 |  |  | HOLD | SDS & FGS MARSHALLING CABINET | HOLD 1 | CVAT-EIR | [7 empty] | PTSC M&C | PTSC M&C - Onshore
|  | 0.6/1K | 2C |  | 1.5 |  | FR9 | ORANGE | - |  |  | 30 |  | 11.8 | 15.4 | ON/OFF VALVE-SOLENOID | CVAT-XXSV-0701 | CVAT-MZD | T1 |  |  | HOLD | JUNCTION BOX | CVAT-XJB-0401 | CVAT-MZD | [7 empty] | PTSC M&C | PTSC M&C - Onshore
|  | 0.6/1K | 2C |  | 1.5 |  | FR9 | ORANGE | - |  |  | 30 |  | 11.8 | 15.4 | ON/OFF VALVE-SOLENOID | CVAT-XXSV-0702 | CVAT-MZD | T1 |  |  | HOLD | JUNCTION BOX | CVAT-XJB-0401 | CVAT-MZD | [7 empty] | PTSC M&C | PTSC M&C - Onshore
|  | 0.6/1K | 2C |  | 1.5 |  | FR9 | ORANGE | - |  |  | 30 |  | 11.8 | 15.4 | ON/OFF VALVE-SOLENOID | CVAT-XXSV-0706 | CVAT-MZD | T1 |  |  | HOLD | JUNCTION BOX | CVAT-XJB-0401 | CVAT-MZD | [7 empty] | PTSC M&C | PTSC M&C - Onshore
|  | 0.6/1K | 2C |  | 1.5 |  | FR9 | ORANGE | - |  |  | 30 |  | 11.8 | 15.4 | ON/OFF VALVE-SOLENOID | CVAT-XXSV-0707 | CVAT-MZD | T1 |  |  | HOLD | JUNCTION BOX | CVAT-XJB-0401 | CVAT-MZD | [7 empty] | PTSC M&C | PTSC M&C - Onshore
|  | 0.6/1K | 2C |  | 1.5 |  | FR9 | ORANGE | - |  |  | 30 |  | 11.8 | 15.4 | ON/OFF VALVE-SOLENOID | CVAT-XXSV-0711 | CVAT-MZD | T1 |  |  | HOLD | JUNCTION BOX | CVAT-XJB-0401 | CVAT-MZD | [7 empty] | PTSC M&C | PTSC M&C - Onshore
|  | 0.6/1K | 2C |  | 1.5 |  | FR9 | ORANGE | - |  |  | 30 |  | 11.8 | 15.4 | ON/OFF VALVE-SOLENOID | CVAT-XXSV-0712 | CVAT-MZD | T1 |  |  | HOLD | JUNCTION BOX | CVAT-XJB-0401 | CVAT-MZD | [7 empty] | PTSC M&C | PTSC M&C - Onshore
|  | 0.6/1K | 2C |  | 1.5 |  | FR9 | ORANGE | - |  |  | 30 |  | 11.8 | 15.4 | ON/OFF VALVE-SOLENOID | CVAT-XXSV-0713 | CVAT-MZD | T1 |  |  | HOLD | JUNCTION BOX | CVAT-XJB-0401 | CVAT-MZD | [7 empty] | PTSC M&C | PTSC M&C - Onshore
|  | 0.6/1K | 2C |  | 1.5 |  | FR9 | ORANGE | - |  |  | 30 |  | 11.8 | 15.4 | ON/OFF VALVE-SOLENOID | CVAT-XXSV-0714 | CVAT-MZD | T1 |  |  | HOLD | JUNCTION BOX | CVAT-XJB-0401 | CVAT-MZD | [7 empty] | PTSC M&C | PTSC M&C - Onshore
|  | 0.6/1K | 2C |  | 1.5 |  | FR9 | ORANGE | - |  |  | 30 |  | 11.8 | 15.4 | ON/OFF VALVE-SOLENOID | CVAT-XXSV-0715 | CVAT-MZD | T1 |  |  | HOLD | JUNCTION BOX | CVAT-XJB-0401 | CVAT-MZD | [7 empty] | PTSC M&C | PTSC M&C - Onshore
|  | 0.6/1K | 2C |  | 1.5 |  | FR9 | ORANGE | - |  |  | 30 |  | 11.8 | 15.4 | ON/OFF VALVE-SOLENOID | CVAT-XXSV-0716 | CVAT-MZD | T1 |  |  | HOLD | JUNCTION BOX | CVAT-XJB-0401 | CVAT-MZD | [7 empty] | PTSC M&C | PTSC M&C - Onshore
|  | 0.6/1K | 2C |  | 1.5 |  | FR9 | ORANGE | - |  |  | 30 |  | 11.8 | 15.4 | ON/OFF VALVE-SOLENOID | CVAT-XXSV-0717 | CVAT-MZD | T1 |  |  | HOLD | JUNCTION BOX | CVAT-XJB-0401 | CVAT-MZD | [7 empty] | PTSC M&C | PTSC M&C - Onshore
|  | 0.6/1K | 2C |  | 1.5 |  | FR9 | ORANGE | - |  |  | 30 |  | 11.8 | 15.4 | ON/OFF VALVE-SOLENOID | CVAT-XXSV-0718 | CVAT-MZD | T1 |  |  | HOLD | JUNCTION BOX | CVAT-XJB-0401 | CVAT-MZD | [7 empty] | PTSC M&C | PTSC M&C - Onshore
|  | 0.6/1K | 2C |  | 1.5 |  | FR9 | ORANGE | - |  |  | 30 |  | 11.8 | 15.4 | ON/OFF VALVE-SOLENOID | CVAT-XXSV-0719 | CVAT-MZD | T1 |  |  | HOLD | JUNCTION BOX | CVAT-XJB-0401 | CVAT-MZD | [7 empty] | PTSC M&C | PTSC M&C - Onshore
|  | 0.6/1K | 2C |  | 1.5 |  | FR9 | ORANGE | - |  |  | 30 |  | 11.8 | 15.4 | ON/OFF VALVE-SOLENOID | CVAT-XXSV-0720 | CVAT-MZD | T1 |  |  | HOLD | JUNCTION BOX | CVAT-XJB-0401 | CVAT-MZD | [7 empty] | PTSC M&C | PTSC M&C - Onshore
|  | 250 | 2P |  | 1.0 |  | FR2 | ORANGE | OVE |  |  | 60 |  | 15.1 | 19.3 | JUNCTION BOX | CVAT-XJB-0401 | CVAT-MZD | T1 |  |  | HOLD | SDS & FGS MARSHALLING CABINET | HOLD 1 | CVAT-EIR | [7 empty] | PTSC M&C | PTSC M&C - Onshore
|  | 250 | 1P |  | 1.0 |  | FR2 | ORANGE | OVE |  |  | 30 |  | 9.8 | 13.3 | EMERGENCY STATION PUSH BUTTON | CVAT-ESD-7106 | CVAT-MZD | T1 |  |  | HOLD | JUNCTION BOX | CVAT-XJB-0401 | CVAT-MZD | [7 empty] | PTSC M&C | PTSC M&C - Onshore
|  | 0.6/1K | 37C |  | 1.5 |  | FR9 | ORANGE | - |  |  | 60 |  | 35.7 | 40.7 | JUNCTION BOX | CVAT-XJB-0402 | CVAT-MZD | T1 |  |  | HOLD | SDS & FGS MARSHALLING CABINET | HOLD 1 | CVAT-EIR | [7 empty] | PTSC M&C | PTSC M&C - Onshore
|  | 0.6/1K | 2C |  | 1.5 |  | FR9 | ORANGE | - |  |  | 30 |  | 11.8 | 15.4 | ON/OFF VALVE-SOLENOID | CVAT-XXSV-0703 | CVAT-MZD | T1 |  |  | HOLD | JUNCTION BOX | CVAT-XJB-0402 | CVAT-MZD | [7 empty] | PTSC M&C | PTSC M&C - Onshore
|  | 0.6/1K | 2C |  | 1.5 |  | FR9 | ORANGE | - |  |  | 30 |  | 11.8 | 15.4 | ON/OFF VALVE-SOLENOID | CVAT-XXSV-0704 | CVAT-MZD | T1 |  |  | HOLD | JUNCTION BOX | CVAT-XJB-0402 | CVAT-MZD | [7 empty] | PTSC M&C | PTSC M&C - Onshore
|  | 0.6/1K | 2C |  | 1.5 |  | FR9 | ORANGE | - |  |  | 30 |  | 11.8 | 15.4 | ON/OFF VALVE-SOLENOID | CVAT-XXSV-0705 | CVAT-MZD | T1 |  |  | HOLD | JUNCTION BOX | CVAT-XJB-0402 | CVAT-MZD | [7 empty] | PTSC M&C | PTSC M&C - Onshore
|  | 0.6/1K | 2C |  | 1.5 |  | FR9 | ORANGE | - |  |  | 30 |  | 11.8 | 15.4 | ON/OFF VALVE-SOLENOID | CVAT-XXSV-0708 | CVAT-MZD | T1 |  |  | HOLD | JUNCTION BOX | CVAT-XJB-0402 | CVAT-MZD | [7 empty] | PTSC M&C | PTSC M&C - Onshore
|  | 0.6/1K | 2C |  | 1.5 |  | FR9 | ORANGE | - |  |  | 30 |  | 11.8 | 15.4 | ON/OFF VALVE-SOLENOID | CVAT-XXSV-0709 | CVAT-MZD | T1 |  |  | HOLD | JUNCTION BOX | CVAT-XJB-0402 | CVAT-MZD | [7 empty] | PTSC M&C | PTSC M&C - Onshore
|  | 0.6/1K | 2C |  | 1.5 |  | FR9 | ORANGE | - |  |  | 30 |  | 11.8 | 15.4 | ON/OFF VALVE-SOLENOID | CVAT-XXSV-0710 | CVAT-MZD | T1 |  |  | HOLD | JUNCTION BOX | CVAT-XJB-0402 | CVAT-MZD | [7 empty] | PTSC M&C | PTSC M&C - Onshore
|  | 0.6/1K | 2C |  | 1.5 |  | FR9 | ORANGE | - |  |  | 30 |  | 11.8 | 15.4 | ON/OFF VALVE-SOLENOID | CVAT-XXSV-0721 | CVAT-MZD | T1 |  |  | HOLD | JUNCTION BOX | CVAT-XJB-0402 | CVAT-MZD | [7 empty] | PTSC M&C | PTSC M&C - Onshore
|  | 0.6/1K | 2C |  | 1.5 |  | FR9 | ORANGE | - |  |  | 30 |  | 11.8 | 15.4 | B/D VALVE-SOLENOID | CVAT-BXSV-0601 | CVAT-MZD | T1 |  |  | HOLD | JUNCTION BOX | CVAT-XJB-0402 | CVAT-MZD | [7 empty] | PTSC M&C | PTSC M&C - Onshore
|  | 0.6/1K | 2C |  | 1.5 |  | FR9 | ORANGE | - |  |  | 30 |  | 11.8 | 15.4 | B/D VALVE-SOLENOID | CVAT-BXSV-0801 | CVAT-MZD | T1 |  |  | HOLD | JUNCTION BOX | CVAT-XJB-0402 | CVAT-MZD | [7 empty] | PTSC M&C | PTSC M&C - Onshore
|  | 0.6/1K | 2C |  | 1.5 |  | FR9 | ORANGE | - |  |  | 30 |  | 11.8 | 15.4 | S/D VALVE-SOLENOID | CVAT-SXSV-3801 | CVAT-MZD | T1 |  |  | HOLD | JUNCTION BOX | CVAT-XJB-0402 | CVAT-MZD | [7 empty] | PTSC M&C | PTSC M&C - Onshore
|  | 0.6/1K | 2C |  | 1.5 |  | FR9 | ORANGE | - |  |  | 30 |  | 11.8 | 15.4 | ON/OFF VALVE-SOLENOID | CVAT-XXSV-0622 | CVAT-MZD | T1 |  |  | HOLD | JUNCTION BOX | CVAT-XJB-0402 | CVAT-MZD | [7 empty] | PTSC M&C | PTSC M&C - Onshore
|  | 0.6/1K | 2C |  | 1.5 |  | FR9 | ORANGE | - |  |  | 30 |  | 11.8 | 15.4 | ON/OFF VALVE-SOLENOID | CVAT-XXSV-0623 | CVAT-MZD | T1 |  |  | HOLD | JUNCTION BOX | CVAT-XJB-0402 | CVAT-MZD | [7 empty] | PTSC M&C | PTSC M&C - Onshore
|  | 0.6/1K | 2C |  | 1.5 |  | FR9 | ORANGE | - |  |  | 30 |  | 11.8 | 15.4 | ON/OFF VALVE-SOLENOID | CVAT-XXSV-0624 | CVAT-MZD | T1 |  |  | HOLD | JUNCTION BOX | CVAT-XJB-0402 | CVAT-MZD | [7 empty] | PTSC M&C | PTSC M&C - Onshore
|  | 0.6/1K | 2C |  | 1.5 |  | FR9 | ORANGE | - |  |  | 30 |  | 11.8 | 15.4 | ON/OFF VALVE-SOLENOID | CVAT-XXSV-0625 | CVAT-MZD | T1 |  |  | HOLD | JUNCTION BOX | CVAT-XJB-0402 | CVAT-MZD | [7 empty] | PTSC M&C | PTSC M&C - Onshore
|  | 0.6/1K | 4P |  | 1.0 |  | FR2 | ORANGE | OVE |  |  | 60 |  | 17.2 | 21.5 | JUNCTION BOX | CVAT-XJB-0402 | CVAT-MZD | T1 |  |  | HOLD | SDS & FGS MARSHALLING CABINET | HOLD 1 | CVAT-EIR | [7 empty] | PTSC M&C | PTSC M&C - Onshore
|  | 250 | 1P |  | 1.0 |  | FR2 | ORANGE | OVE |  |  | 30 |  | 9.8 | 13.3 | EMERGENCY STATION PUSH BUTTON | CVAT-ESD-7107 | CVAT-UD | T1 |  |  | HOLD | JUNCTION BOX | CVAT-XJB-0402 | CVAT-UD | [7 empty] | PTSC M&C | PTSC M&C - Onshore
|  | 250 | 1P |  | 1.0 |  | FR2 | ORANGE | OVE |  |  | 30 |  | 9.8 | 13.3 | EMERGENCY STATION PUSH BUTTON | CVAT-ESD-7108 | CVAT-UD | T1 |  |  | HOLD | JUNCTION BOX | CVAT-XJB-0402 | CVAT-UD | [7 empty] | PTSC M&C | PTSC M&C - Onshore
|  | 250 | 24P |  | 1.0 |  | FR4 | ORANGE | IND & OVE |  |  | 60 |  | 39.2 | 45 | JUNCTION BOX | CVAT-XJB-0403 | CVAT-MZD | T1 |  |  | HOLD | SDS & FGS MARSHALLING CABINET | HOLD 1 | CVAT-EIR | [7 empty] | PTSC M&C | PTSC M&C - Onshore
|  | 250 | 1P |  | 1.0 |  | FR2 | ORANGE | OVE |  |  | 30 |  | 9.8 | 13.3 | PRESSURE TRANSMITTER | CVAT-PIT-0201 | CVAT-MZD | T1 |  |  | HOLD | JUNCTION BOX | CVAT-XJB-0403 | CVAT-MZD | [7 empty] | PTSC M&C | PTSC M&C - Onshore
|  | 250 | 1P |  | 1.0 |  | FR2 | ORANGE | OVE |  |  | 30 |  | 9.8 | 13.3 | PRESSURE TRANSMITTER | CVAT-PIT-0202 | CVAT-MZD | T1 |  |  | HOLD | JUNCTION BOX | CVAT-XJB-0403 | CVAT-MZD | [7 empty] | PTSC M&C | PTSC M&C - Onshore
|  | 250 | 1P |  | 1.0 |  | FR2 | ORANGE | OVE |  |  | 30 |  | 9.8 | 13.3 | PRESSURE TRANSMITTER | CVAT-PIT-0203 | CVAT-MZD | T1 |  |  | HOLD | JUNCTION BOX | CVAT-XJB-0403 | CVAT-MZD | [7 empty] | PTSC M&C | PTSC M&C - Onshore
|  | 250 | 1P |  | 1.0 |  | FR2 | ORANGE | OVE |  |  | 30 |  | 9.8 | 13.3 | PRESSURE TRANSMITTER | CVAT-PIT-0204 | CVAT-MZD | T1 |  |  | HOLD | JUNCTION BOX | CVAT-XJB-0403 | CVAT-MZD | [7 empty] | PTSC M&C | PTSC M&C - Onshore
|  | 250 | 1P |  | 1.0 |  | FR2 | ORANGE | OVE |  |  | 30 |  | 9.8 | 13.3 | PRESSURE TRANSMITTER | CVAT-PIT-0205 | CVAT-MZD | T1 |  |  | HOLD | JUNCTION BOX | CVAT-XJB-0403 | CVAT-MZD | [7 empty] | PTSC M&C | PTSC M&C - Onshore
|  | 250 | 1P |  | 1.0 |  | FR2 | ORANGE | OVE |  |  | 30 |  | 9.8 | 13.3 | PRESSURE TRANSMITTER | CVAT-PIT-0206 | CVAT-MZD | T1 |  |  | HOLD | JUNCTION BOX | CVAT-XJB-0403 | CVAT-MZD | [7 empty] | PTSC M&C | PTSC M&C - Onshore
|  | 250 | 1P |  | 1.0 |  | FR2 | ORANGE | OVE |  |  | 30 |  | 9.8 | 13.3 | PRESSURE TRANSMITTER | CVAT-PIT-0207 | CVAT-MZD | T1 |  |  | HOLD | JUNCTION BOX | CVAT-XJB-0403 | CVAT-MZD | [7 empty] | PTSC M&C | PTSC M&C - Onshore
|  | 250 | 1P |  | 1.0 |  | FR2 | ORANGE | OVE |  |  | 30 |  | 9.8 | 13.3 | PRESSURE TRANSMITTER | CVAT-PIT-0208 | CVAT-MZD | T1 |  |  | HOLD | JUNCTION BOX | CVAT-XJB-0403 | CVAT-MZD | [7 empty] | PTSC M&C | PTSC M&C - Onshore
|  | 250 | 1P |  | 1.0 |  | FR2 | ORANGE | OVE |  |  | 30 |  | 9.8 | 13.3 | PRESSURE TRANSMITTER | CVAT-PIT-0209 | CVAT-MZD | T1 |  |  | HOLD | JUNCTION BOX | CVAT-XJB-0403 | CVAT-MZD | [7 empty] | PTSC M&C | PTSC M&C - Onshore
|  | 250 | 1P |  | 1.0 |  | FR2 | ORANGE | OVE |  |  | 30 |  | 9.8 | 13.3 | PRESSURE TRANSMITTER | CVAT-PIT-0210 | CVAT-MZD | T1 |  |  | HOLD | JUNCTION BOX | CVAT-XJB-0403 | CVAT-MZD | [7 empty] | PTSC M&C | PTSC M&C - Onshore
|  | 250 | 1P |  | 1.0 |  | FR2 | ORANGE | OVE |  |  | 30 |  | 9.8 | 13.3 | PRESSURE TRANSMITTER | CVAT-PIT-0211 | CVAT-MZD | T1 |  |  | HOLD | JUNCTION BOX | CVAT-XJB-0403 | CVAT-MZD | [7 empty] | PTSC M&C | PTSC M&C - Onshore
|  | 250 | 1P |  | 1.0 |  | FR2 | ORANGE | OVE |  |  | 30 |  | 9.8 | 13.3 | PRESSURE TRANSMITTER | CVAT-PIT-0212 | CVAT-MZD | T1 |  |  | HOLD | JUNCTION BOX | CVAT-XJB-0403 | CVAT-MZD | [7 empty] | PTSC M&C | PTSC M&C - Onshore
|  | 250 | 1P |  | 1.0 |  | FR2 | ORANGE | OVE |  |  | 30 |  | 9.8 | 13.3 | PRESSURE TRANSMITTER | CVAT-PIT-0213 | CVAT-MZD | T1 |  |  | HOLD | JUNCTION BOX | CVAT-XJB-0403 | CVAT-MZD | [7 empty] | PTSC M&C | PTSC M&C - Onshore
|  | 250 | 1P |  | 1.0 |  | FR2 | ORANGE | OVE |  |  | 30 |  | 9.8 | 13.3 | PRESSURE TRANSMITTER | CVAT-PIT-0214 | CVAT-MZD | T1 |  |  | HOLD | JUNCTION BOX | CVAT-XJB-0403 | CVAT-MZD | [7 empty] | PTSC M&C | PTSC M&C - Onshore
|  | 250 | 1P |  | 1.0 |  | FR2 | ORANGE | OVE |  |  | 30 |  | 9.8 | 13.3 | PRESSURE TRANSMITTER | CVAT-PIT-0215 | CVAT-MZD | T1 |  |  | HOLD | JUNCTION BOX | CVAT-XJB-0403 | CVAT-MZD | [7 empty] | PTSC M&C | PTSC M&C - Onshore
|  | 250 | 1P |  | 1.0 |  | FR2 | ORANGE | OVE |  |  | 30 |  | 9.8 | 13.3 | PRESSURE TRANSMITTER | CVAT-PIT-0216 | CVAT-MZD | T1 |  |  | HOLD | JUNCTION BOX | CVAT-XJB-0403 | CVAT-MZD | [7 empty] | PTSC M&C | PTSC M&C - Onshore
|  | 250 | 1P |  | 1.0 |  | FR2 | ORANGE | OVE |  |  | 30 |  | 9.8 | 13.3 | PRESSURE TRANSMITTER | CVAT-PIT-0217 | CVAT-MZD | T1 |  |  | HOLD | JUNCTION BOX | CVAT-XJB-0403 | CVAT-MZD | [7 empty] | PTSC M&C | PTSC M&C - Onshore
|  | 250 | 1P |  | 1.0 |  | FR2 | ORANGE | OVE |  |  | 30 |  | 9.8 | 13.3 | PRESSURE TRANSMITTER | CVAT-PIT-0218 | CVAT-MZD | T1 |  |  | HOLD | JUNCTION BOX | CVAT-XJB-0403 | CVAT-MZD | [7 empty] | PTSC M&C | PTSC M&C - Onshore
|  | 250 | 1P |  | 1.0 |  | FR2 | ORANGE | OVE |  |  | 30 |  | 9.8 | 13.3 | PRESSURE TRANSMITTER | CVAT-PIT-0219 | CVAT-MZD | T1 |  |  | HOLD | JUNCTION BOX | CVAT-XJB-0403 | CVAT-MZD | [7 empty] | PTSC M&C | PTSC M&C - Onshore
|  | 250 | 1P |  | 1.0 |  | FR2 | ORANGE | OVE |  |  | 30 |  | 9.8 | 13.3 | PRESSURE TRANSMITTER | CVAT-PIT-0220 | CVAT-MZD | T1 |  |  | HOLD | JUNCTION BOX | CVAT-XJB-0403 | CVAT-MZD | [7 empty] | PTSC M&C | PTSC M&C - Onshore
|  | 250 | 1P |  | 1.0 |  | FR2 | ORANGE | OVE |  |  | 30 |  | 9.8 | 13.3 | PRESSURE TRANSMITTER | CVAT-PIT-0801 | CVAT-MZD | T1 |  |  | HOLD | JUNCTION BOX | CVAT-XJB-0403 | CVAT-MZD | [7 empty] | PTSC M&C | PTSC M&C - Onshore
|  | 250 | 12P |  | 1.0 |  | FR4 | ORANGE | IND & OVE |  |  | 60 |  | 28.4 | 33.2 | JUNCTION BOX | CVAT-XJB-0404 | CVAT-MZD | T1 |  |  | HOLD | SDS & FGS MARSHALLING CABINET | HOLD 1 | CVAT-EIR | [7 empty] | PTSC M&C | PTSC M&C - Onshore
|  | 250 | 1P |  | 1.0 |  | FR2 | ORANGE | OVE |  |  | 30 |  | 9.8 | 13.3 | LEVEL TRANSMITTER - MAGNETIC | CVAT-LIT-0605 | CVAT-MZD | T1 |  |  | HOLD | JUNCTION BOX | CVAT-XJB-0404 | CVAT-MZD | [7 empty] | PTSC M&C | PTSC M&C - Onshore
|  | 250 | 1P |  | 1.0 |  | FR2 | ORANGE | OVE |  |  | 30 |  | 9.8 | 13.3 | LEVEL TRANSMITTER - MAGNETIC | CVAT-LIT-0604 | CVAT-MZD | T1 |  |  | HOLD | JUNCTION BOX | CVAT-XJB-0404 | CVAT-MZD | [7 empty] | PTSC M&C | PTSC M&C - Onshore
|  | 250 | 1P |  | 1.0 |  | FR2 | ORANGE | OVE |  |  | 30 |  | 9.8 | 13.3 | LEVEL TRANSMITTER - MAGNETIC | CVAT-LIT-0603 | CVAT-MZD | T1 |  |  | HOLD | JUNCTION BOX | CVAT-XJB-0404 | CVAT-MZD | [7 empty] | PTSC M&C | PTSC M&C - Onshore
|  | 250 | 1P |  | 1.0 |  | FR2 | ORANGE | OVE |  |  | 30 |  | 9.8 | 13.3 | LEVEL TRANSMITTER - MAGNETIC | CVAT-LIT-4202 | CVAT-MZD | T1 |  |  | HOLD | JUNCTION BOX | CVAT-XJB-0404 | CVAT-MZD | [7 empty] | PTSC M&C | PTSC M&C - Onshore
|  | 250 | 1P |  | 1.0 |  | FR2 | ORANGE | OVE |  |  | 30 |  | 9.8 | 13.3 | LEVEL TRANSMITTER - MAGNETIC | CVAT-LIT-4203 | CVAT-MZD | T1 |  |  | HOLD | JUNCTION BOX | CVAT-XJB-0404 | CVAT-MZD | [7 empty] | PTSC M&C | PTSC M&C - Onshore
|  | 250 | 1P |  | 1.0 |  | FR2 | ORANGE | OVE |  |  | 30 |  | 9.8 | 13.3 | LEVEL TRANSMITTER - MAGNETIC | CVAT-LIT-4204 | CVAT-MZD | T1 |  |  | HOLD | JUNCTION BOX | CVAT-XJB-0404 | CVAT-MZD | [7 empty] | PTSC M&C | PTSC M&C - Onshore
|  | 250 | 1P |  | 1.0 |  | FR2 | ORANGE | OVE |  |  | 30 |  | 9.8 | 13.3 | LEVEL TRANSMITTER - MAGNETIC | CVAT-LIT-4503 | CVAT-MZD | T1 |  |  | HOLD | JUNCTION BOX | CVAT-XJB-0404 | CVAT-MZD | [7 empty] | PTSC M&C | PTSC M&C - Onshore
|  | 250 | 1P |  | 1.0 |  | FR2 | ORANGE | OVE |  |  | 30 |  | 9.8 | 13.3 | PRESSURE TRANSMITTER | CVAT-PIT-0602 | CVAT-MZD | T1 |  |  | HOLD | JUNCTION BOX | CVAT-XJB-0404 | CVAT-MZD | [7 empty] | PTSC M&C | PTSC M&C - Onshore
|  | 250 | 1P |  | 1.0 |  | FR2 | ORANGE | OVE |  |  | 30 |  | 9.8 | 13.3 | PRESSURE TRANSMITTER | CVAT-PIT-4701 | CVAT-MZD | T1 |  |  | HOLD | JUNCTION BOX | CVAT-XJB-0404 | CVAT-MZD | [7 empty] | PTSC M&C | PTSC M&C - Onshore
|  | 250 | 8P |  | 1.0 |  | FR2 | ORANGE | OVE |  |  | 60 |  | 22.5 | 27.1 | JUNCTION BOX | CVAT-XJB-0501 | CVAT-UD | T1 |  |  | HOLD | SDS & FGS MARSHALLING CABINET | HOLD 1 | CVAT-EIR | [7 empty] | PTSC M&C | PTSC M&C - Onshore
|  | 250 | 4P |  | 1.0 |  | FR2 | ORANGE | OVE |  |  | 60 |  | 17.2 | 21.5 | BOOSTER COMPRESSOR PACKAGE | CVAT-PK-0701 | CVAT-CD | T1 |  |  | HOLD | SDS & FGS MARSHALLING CABINET | HOLD 1 | CVAT-EIR | [7 empty] | PTSC M&C | PTSC M&C - Onshore
|  | 250 | 2P |  | 1.0 |  | FR2 | ORANGE | OVE |  |  | 60 |  | 15.1 | 19.3 | GAS ENGINE GENERATOR PACKAGE | CVAT-GE-6001 | CVAT-MZD | T1 |  |  | HOLD | SDS & FGS MARSHALLING CABINET | HOLD 1 | CVAT-EIR | [7 empty] | PTSC M&C | PTSC M&C - Onshore
|  | 250 | 2P |  | 1.0 |  | FR4 | ORANGE | IND & OVE |  |  | 60 |  | 15.8 | 20.1 | GAS ENGINE GENERATOR PACKAGE | CVAT-GE-6001 | CVAT-MZD | T1 |  |  | HOLD | SDS & FGS MARSHALLING CABINET | HOLD 1 | CVAT-EIR | [7 empty] | PTSC M&C | PTSC M&C - Onshore
|  | 0.6/1K | 12C |  | 1.5 |  | FR9 | ORANGE | - |  |  | 60 |  | 22.1 | 26.6 | CHEMICAL INJECTION SKID PACKAGE | CVAT-PK-5301 | CVAT-MZD | T1 |  |  | HOLD | SDS & FGS MARSHALLING CABINET | HOLD 1 | CVAT-EIR | [7 empty] | PTSC M&C | PTSC M&C - Onshore
III | FGS CABLES
|  | 250 | 12T |  | 1.0 |  | FR8 | ORANGE | IND & OVE |  |  | 60 |  | 34.6 | 39.6 | JUNCTION BOX | CVAT-FJB-0201 | CVAT-SCD | T1 |  |  | HOLD | SDS & FGS MARSHALLING CABINET | HOLD 1 | CVAT-EIR | [7 empty] | PTSC M&C | PTSC M&C - Onshore
|  | 250 | 1T |  | 1.0 |  | FR6 | ORANGE | OVE |  |  | 30 |  | 10.3 | 13.8 | F&G - FLAME DETECTOR (TRIPLE IR) | CVAT-FD-0101 | CVAT-SCD | T1 |  |  | HOLD | JUNCTION BOX | CVAT-FJB-0201 | CVAT-SCD | [7 empty] | PTSC M&C | PTSC M&C - Onshore
|  | 250 | 1T |  | 1.0 |  | FR6 | ORANGE | OVE |  |  | 30 |  | 10.3 | 13.8 | F&G - FLAME DETECTOR (TRIPLE IR) | CVAT-FD-0102 | CVAT-SCD | T1 |  |  | HOLD | JUNCTION BOX | CVAT-FJB-0201 | CVAT-SCD | [7 empty] | PTSC M&C | PTSC M&C - Onshore
|  | 250 | 1T |  | 1.0 |  | FR6 | ORANGE | OVE |  |  | 30 |  | 10.3 | 13.8 | F&G - GAS DETECTOR (IR POINT TYPE) | CVAT-GD-0101 | CVAT-SCD | T1 |  |  | HOLD | JUNCTION BOX | CVAT-FJB-0201 | CVAT-SCD | [7 empty] | PTSC M&C | PTSC M&C - Onshore
|  | 250 | 1T |  | 1.0 |  | FR6 | ORANGE | OVE |  |  | 30 |  | 10.3 | 13.8 | F&G - GAS DETECTOR (IR POINT TYPE) | CVAT-GD-0102 | CVAT-SCD | T1 |  |  | HOLD | JUNCTION BOX | CVAT-FJB-0201 | CVAT-SCD | [7 empty] | PTSC M&C | PTSC M&C - Onshore
|  | 250 | 1T |  | 1.0 |  | FR6 | ORANGE | OVE |  |  | 30 |  | 10.3 | 13.8 | F&G - GAS DETECTOR (IR POINT TYPE) | CVAT-GD-0103 | CVAT-SCD | T1 |  |  | HOLD | JUNCTION BOX | CVAT-FJB-0201 | CVAT-SCD | [7 empty] | PTSC M&C | PTSC M&C - Onshore
|  | 250 | 1T |  | 1.0 |  | FR6 | ORANGE | OVE |  |  | 30 |  | 10.3 | 13.8 | F&G - GAS DETECTOR (IR POINT TYPE) | CVAT-GD-0104 | CVAT-SCD | T1 |  |  | HOLD | JUNCTION BOX | CVAT-FJB-0201 | CVAT-SCD | [7 empty] | PTSC M&C | PTSC M&C - Onshore
|  | 250 | 1T |  | 1.0 |  | FR6 | ORANGE | OVE |  |  | 30 |  | 10.3 | 13.8 | F&G - GAS DETECTOR (IR POINT TYPE) | CVAT-GD-0105 | CVAT-SCD | T1 |  |  | HOLD | JUNCTION BOX | CVAT-FJB-0201 | CVAT-SCD | [7 empty] | PTSC M&C | PTSC M&C - Onshore
|  | 250 | 1T |  | 1.0 |  | FR6 | ORANGE | OVE |  |  | 30 |  | 10.3 | 13.8 | F&G - GAS DETECTOR (IR POINT TYPE) | CVAT-GD-0106 | CVAT-SCD | T1 |  |  | HOLD | JUNCTION BOX | CVAT-FJB-0201 | CVAT-SCD | [7 empty] | PTSC M&C | PTSC M&C - Onshore
|  | 250 | 16T |  | 1.0 |  | FR8 | ORANGE | IND & OVE |  |  | 60 |  | 37.4 | 42.5 | JUNCTION BOX | CVAT-FJB-0301 | CVAT-CD | T1 |  |  | HOLD | SDS & FGS MARSHALLING CABINET | HOLD 1 | CVAT-EIR | [7 empty] | PTSC M&C | PTSC M&C - Onshore
|  | 250 | 1T |  | 1.0 |  | FR6 | ORANGE | OVE |  |  | 30 |  | 10.3 | 13.8 | F&G - FLAME DETECTOR (TRIPLE IR) | CVAT-FD-0103 | CVAT-CD | T1 |  |  | HOLD | JUNCTION BOX | CVAT-FJB-0301 | CVAT-CD | [7 empty] | PTSC M&C | PTSC M&C - Onshore
|  | 250 | 1T |  | 1.0 |  | FR6 | ORANGE | OVE |  |  | 30 |  | 10.3 | 13.8 | F&G - FLAME DETECTOR (TRIPLE IR) | CVAT-FD-0104 | CVAT-CD | T1 |  |  | HOLD | JUNCTION BOX | CVAT-FJB-0301 | CVAT-CD | [7 empty] | PTSC M&C | PTSC M&C - Onshore
|  | 250 | 1T |  | 1.0 |  | FR6 | ORANGE | OVE |  |  | 30 |  | 10.3 | 13.8 | F&G - FLAME DETECTOR (TRIPLE IR) | CVAT-FD-0105 | CVAT-CD | T1 |  |  | HOLD | JUNCTION BOX | CVAT-FJB-0301 | CVAT-CD | [7 empty] | PTSC M&C | PTSC M&C - Onshore
|  | 250 | 1T |  | 1.0 |  | FR6 | ORANGE | OVE |  |  | 30 |  | 10.3 | 13.8 | F&G - FLAME DETECTOR (TRIPLE IR) | CVAT-FD-0106 | CVAT-CD | T1 |  |  | HOLD | JUNCTION BOX | CVAT-FJB-0301 | CVAT-CD | [7 empty] | PTSC M&C | PTSC M&C - Onshore
|  | 250 | 1T |  | 1.0 |  | FR6 | ORANGE | OVE |  |  | 30 |  | 10.3 | 13.8 | F&G - FLAME DETECTOR (TRIPLE IR) | CVAT-FD-0107 | CVAT-CD | T1 |  |  | HOLD | JUNCTION BOX | CVAT-FJB-0301 | CVAT-CD | [7 empty] | PTSC M&C | PTSC M&C - Onshore
|  | 250 | 1T |  | 1.0 |  | FR6 | ORANGE | OVE |  |  | 30 |  | 10.3 | 13.8 | F&G - FLAME DETECTOR (TRIPLE IR) | CVAT-FD-0108 | CVAT-CD | T1 |  |  | HOLD | JUNCTION BOX | CVAT-FJB-0301 | CVAT-CD | [7 empty] | PTSC M&C | PTSC M&C - Onshore
|  | 250 | 1T |  | 1.0 |  | FR6 | ORANGE | OVE |  |  | 30 |  | 10.3 | 13.8 | F&G - GAS DETECTOR (IR POINT TYPE) | CVAT-GD-0107 | CVAT-CD | T1 |  |  | HOLD | JUNCTION BOX | CVAT-FJB-0301 | CVAT-CD | [7 empty] | PTSC M&C | PTSC M&C - Onshore
|  | 250 | 1T |  | 1.0 |  | FR6 | ORANGE | OVE |  |  | 30 |  | 10.3 | 13.8 | F&G - GAS DETECTOR (IR POINT TYPE) | CVAT-GD-0108 | CVAT-CD | T1 |  |  | HOLD | JUNCTION BOX | CVAT-FJB-0301 | CVAT-CD | [7 empty] | PTSC M&C | PTSC M&C - Onshore
|  | 250 | 1T |  | 1.0 |  | FR6 | ORANGE | OVE |  |  | 30 |  | 10.3 | 13.8 | F&G - GAS DETECTOR (IR POINT TYPE) | CVAT-GD-0109 | CVAT-CD | T1 |  |  | HOLD | JUNCTION BOX | CVAT-FJB-0301 | CVAT-CD | [7 empty] | PTSC M&C | PTSC M&C - Onshore
|  | 250 | 1T |  | 1.0 |  | FR6 | ORANGE | OVE |  |  | 30 |  | 10.3 | 13.8 | F&G - GAS DETECTOR (IR POINT TYPE) | CVAT-GD-0110 | CVAT-CD | T1 |  |  | HOLD | JUNCTION BOX | CVAT-FJB-0301 | CVAT-CD | [7 empty] | PTSC M&C | PTSC M&C - Onshore
|  | 250 | 1T |  | 1.0 |  | FR6 | ORANGE | OVE |  |  | 30 |  | 10.3 | 13.8 | F&G - GAS DETECTOR (IR POINT TYPE) | CVAT-GD-0111 | CVAT-CD | T1 |  |  | HOLD | JUNCTION BOX | CVAT-FJB-0301 | CVAT-CD | [7 empty] | PTSC M&C | PTSC M&C - Onshore
|  | 250 | 1T |  | 1.0 |  | FR6 | ORANGE | OVE |  |  | 30 |  | 10.3 | 13.8 | F&G - GAS DETECTOR (IR POINT TYPE) | CVAT-GD-0114 | CVAT-CD | T1 |  |  | HOLD | JUNCTION BOX | CVAT-FJB-0301 | CVAT-CD | [7 empty] | PTSC M&C | PTSC M&C - Onshore
|  | 250 | 1T |  | 1.0 |  | FR6 | ORANGE | OVE |  |  | 30 |  | 10.3 | 13.8 | F&G - GAS DETECTOR (IR POINT TYPE) | CVAT-GD-0115 | CVAT-CD | T1 |  |  | HOLD | JUNCTION BOX | CVAT-FJB-0301 | CVAT-CD | [7 empty] | PTSC M&C | PTSC M&C - Onshore
|  | 0.6/1K | 27C |  | 2.5 |  | FR9 | ORANGE | - |  |  | 60 |  | 34 | 39 | JUNCTION BOX | CVAT-FJB-0302 | CVAT-CD | T1 |  |  | HOLD | SDS & FGS MARSHALLING CABINET | HOLD 1 | CVAT-EIR | [7 empty] | PTSC M&C | PTSC M&C - Onshore
|  | 0.6/1K | 2C |  | 2.5 |  | FR9 | ORANGE | - |  |  | 30 |  | 12.6 | 16.2 | F&G - SIREN | CVAT-YH-0101 | CVAT-CD | T1 |  |  | HOLD | JUNCTION BOX | CVAT-FJB-0302 | CVAT-CD | [7 empty] | PTSC M&C | PTSC M&C - Onshore
|  | 0.6/1K | 2C |  | 2.5 |  | FR9 | ORANGE | - |  |  | 30 |  | 12.6 | 16.2 | F&G - SIREN | CVAT-YH-0102 | CVAT-CD | T1 |  |  | HOLD | JUNCTION BOX | CVAT-FJB-0302 | CVAT-CD | [7 empty] | PTSC M&C | PTSC M&C - Onshore
|  | 0.6/1K | 2C |  | 2.5 |  | FR9 | ORANGE | - |  |  | 30 |  | 12.6 | 16.2 | F&G - SIREN | CVAT-YH-0103 | CVAT-CD | T1 |  |  | HOLD | JUNCTION BOX | CVAT-FJB-0302 | CVAT-CD | [7 empty] | PTSC M&C | PTSC M&C - Onshore
|  | 0.6/1K | 2C |  | 2.5 |  | FR9 | ORANGE | - |  |  | 30 |  | 12.6 | 16.2 | F&G - SIREN | CVAT-YH-0104 | CVAT-CD | T1 |  |  | HOLD | JUNCTION BOX | CVAT-FJB-0302 | CVAT-CD | [7 empty] | PTSC M&C | PTSC M&C - Onshore
|  | 0.6/1K | 2C |  | 2.5 |  | FR9 | ORANGE | - |  |  | 30 |  | 12.6 | 16.2 | F&G - SIREN | CVAT-YH-0106 | CVAT-CD | T1 |  |  | HOLD | JUNCTION BOX | CVAT-FJB-0302 | CVAT-CD | [7 empty] | PTSC M&C | PTSC M&C - Onshore
|  | 0.6/1K | 2C |  | 2.5 |  | FR9 | ORANGE | - |  |  | 30 |  | 12.6 | 16.2 | F&G - SIREN | CVAT-YH-0107 | CVAT-CD | T1 |  |  | HOLD | JUNCTION BOX | CVAT-FJB-0302 | CVAT-CD | [7 empty] | PTSC M&C | PTSC M&C - Onshore
|  | 0.6/1K | 2C |  | 2.5 |  | FR9 | ORANGE | - |  |  | 30 |  | 12.6 | 16.2 | F&G - SIREN | CVAT-YH-0108 | CVAT-CD | T1 |  |  | HOLD | JUNCTION BOX | CVAT-FJB-0302 | CVAT-CD | [7 empty] | PTSC M&C | PTSC M&C - Onshore
|  | 0.6/1K | 2C |  | 2.5 |  | FR9 | ORANGE | - |  |  | 30 |  | 12.6 | 16.2 | F&G BEACON | CVAT-BR-0101 | CVAT-CD | T1 |  |  | HOLD | JUNCTION BOX | CVAT-FJB-0302 | CVAT-CD | [7 empty] | PTSC M&C | PTSC M&C - Onshore
|  | 0.6/1K | 2C |  | 2.5 |  | FR9 | ORANGE | - |  |  | 30 |  | 12.6 | 16.2 | F&G BEACON | CVAT-BR-0102 | CVAT-CD | T1 |  |  | HOLD | JUNCTION BOX | CVAT-FJB-0302 | CVAT-CD | [7 empty] | PTSC M&C | PTSC M&C - Onshore
|  | 250 | 16T |  | 1.0 |  | FR8 | ORANGE | IND & OVE |  |  | 60 |  | 37.4 | 42.5 | JUNCTION BOX | CVAT-FJB-0401 | CVAT-MZD | T1 |  |  | HOLD | SDS & FGS MARSHALLING CABINET | HOLD 1 | CVAT-EIR | [7 empty] | PTSC M&C | PTSC M&C - Onshore
|  | 250 | 1T |  | 1.0 |  | FR6 | ORANGE | OVE |  |  | 30 |  | 10.3 | 13.8 | F&G - FLAME DETECTOR (TRIPLE IR) | CVAT-FD-0109 | CVAT-MZD | T1 |  |  | HOLD | JUNCTION BOX | CVAT-FJB-0401 | CVAT-MZD | [7 empty] | PTSC M&C | PTSC M&C - Onshore
|  | 250 | 1T |  | 1.0 |  | FR6 | ORANGE | OVE |  |  | 30 |  | 10.3 | 13.8 | F&G - FLAME DETECTOR (TRIPLE IR) | CVAT-FD-0110 | CVAT-MZD | T1 |  |  | HOLD | JUNCTION BOX | CVAT-FJB-0401 | CVAT-MZD | [7 empty] | PTSC M&C | PTSC M&C - Onshore
|  | 250 | 1T |  | 1.0 |  | FR6 | ORANGE | OVE |  |  | 30 |  | 10.3 | 13.8 | F&G - FLAME DETECTOR (TRIPLE IR) | CVAT-FD-0111 | CVAT-MZD | T1 |  |  | HOLD | JUNCTION BOX | CVAT-FJB-0401 | CVAT-MZD | [7 empty] | PTSC M&C | PTSC M&C - Onshore
|  | 250 | 1T |  | 1.0 |  | FR6 | ORANGE | OVE |  |  | 30 |  | 10.3 | 13.8 | F&G - FLAME DETECTOR (TRIPLE IR) | CVAT-FD-0112 | CVAT-MZD | T1 |  |  | HOLD | JUNCTION BOX | CVAT-FJB-0401 | CVAT-MZD | [7 empty] | PTSC M&C | PTSC M&C - Onshore
|  | 250 | 1T |  | 1.0 |  | FR6 | ORANGE | OVE |  |  | 30 |  | 10.3 | 13.8 | F&G - GAS DETECTOR (IR POINT TYPE) | CVAT-GD-0116 | CVAT-MZD | T1 |  |  | HOLD | JUNCTION BOX | CVAT-FJB-0401 | CVAT-MZD | [7 empty] | PTSC M&C | PTSC M&C - Onshore
|  | 250 | 1T |  | 1.0 |  | FR6 | ORANGE | OVE |  |  | 30 |  | 10.3 | 13.8 | F&G - GAS DETECTOR (IR POINT TYPE) | CVAT-GD-0117 | CVAT-MZD | T1 |  |  | HOLD | JUNCTION BOX | CVAT-FJB-0401 | CVAT-MZD | [7 empty] | PTSC M&C | PTSC M&C - Onshore
|  | 250 | 1T |  | 1.0 |  | FR6 | ORANGE | OVE |  |  | 30 |  | 10.3 | 13.8 | F&G - GAS DETECTOR (IR POINT TYPE) | CVAT-GD-0118 | CVAT-MZD | T1 |  |  | HOLD | JUNCTION BOX | CVAT-FJB-0401 | CVAT-MZD | [7 empty] | PTSC M&C | PTSC M&C - Onshore
|  | 250 | 1T |  | 1.0 |  | FR6 | ORANGE | OVE |  |  | 30 |  | 10.3 | 13.8 | F&G - GAS DETECTOR (IR POINT TYPE) | CVAT-GD-0119 | CVAT-MZD | T1 |  |  | HOLD | JUNCTION BOX | CVAT-FJB-0401 | CVAT-MZD | [7 empty] | PTSC M&C | PTSC M&C - Onshore
|  | 250 | 1T |  | 1.0 |  | FR6 | ORANGE | OVE |  |  | 30 |  | 10.3 | 13.8 | F&G - GAS DETECTOR (IR POINT TYPE) | CVAT-GD-0120 | CVAT-MZD | T1 |  |  | HOLD | JUNCTION BOX | CVAT-FJB-0401 | CVAT-MZD | [7 empty] | PTSC M&C | PTSC M&C - Onshore
|  | 250 | 1T |  | 1.0 |  | FR6 | ORANGE | OVE |  |  | 30 |  | 10.3 | 13.8 | F&G - GAS DETECTOR (IR POINT TYPE) | CVAT-GD-0121 | CVAT-MZD | T1 |  |  | HOLD | JUNCTION BOX | CVAT-FJB-0401 | CVAT-MZD | [7 empty] | PTSC M&C | PTSC M&C - Onshore
|  | 250 | 1T |  | 1.0 |  | FR6 | ORANGE | OVE |  |  | 30 |  | 10.3 | 13.8 | F&G - GAS DETECTOR (IR POINT TYPE) | CVAT-GD-0122 | CVAT-MZD | T1 |  |  | HOLD | JUNCTION BOX | CVAT-FJB-0401 | CVAT-MZD | [7 empty] | PTSC M&C | PTSC M&C - Onshore
|  | 250 | 8T |  | 1.0 |  | FR8 | ORANGE | IND & OVE |  |  | 60 |  | 27.8 | 32.6 | JUNCTION BOX | CVAT-FJB-0501 | CVAT-UD | T1 |  |  | HOLD | SDS & FGS MARSHALLING CABINET | HOLD 1 | CVAT-EIR | [7 empty] | PTSC M&C | PTSC M&C - Onshore
|  | 250 | 1T |  | 1.0 |  | FR6 | ORANGE | OVE |  |  | 30 |  | 10.3 | 13.8 | F&G - FLAME DETECTOR (VISUAL) | CVAT-FD-0113 | CVAT-UD | T1 |  |  | HOLD | JUNCTION BOX | CVAT-FJB-0501 | CVAT-UD | [7 empty] | PTSC M&C | PTSC M&C - Onshore
|  | 250 | 1T |  | 1.0 |  | FR6 | ORANGE | OVE |  |  | 30 |  | 10.3 | 13.8 | F&G - FLAME DETECTOR (TRIPLE IR) | CVAT-FD-0114 | CVAT-UD | T1 |  |  | HOLD | JUNCTION BOX | CVAT-FJB-0501 | CVAT-UD | [7 empty] | PTSC M&C | PTSC M&C - Onshore
|  | 250 | 1T |  | 1.0 |  | FR6 | ORANGE | OVE |  |  | 30 |  | 10.3 | 13.8 | F&G - FLAME DETECTOR (TRIPLE IR) | CVAT-FD-0115 | CVAT-UD | T1 |  |  | HOLD | JUNCTION BOX | CVAT-FJB-0501 | CVAT-UD | [7 empty] | PTSC M&C | PTSC M&C - Onshore
|  | 250 | 1T |  | 1.0 |  | FR6 | ORANGE | OVE |  |  | 30 |  | 10.3 | 13.8 | F&G - GAS DETECTOR (IR POINT TYPE) | CVAT-GD-0123 | CVAT-UD | T1 |  |  | HOLD | JUNCTION BOX | CVAT-FJB-0501 | CVAT-UD | [7 empty] | PTSC M&C | PTSC M&C - Onshore
|  | 250 | 1T |  | 1.0 |  | FR6 | ORANGE | OVE |  |  | 30 |  | 10.3 | 13.8 | F&G - GAS DETECTOR (IR POINT TYPE) | CVAT-GD-0124 | CVAT-UD | T1 |  |  | HOLD | JUNCTION BOX | CVAT-FJB-0501 | CVAT-UD | [7 empty] | PTSC M&C | PTSC M&C - Onshore
|  | 250 | 8P |  | 1.0 |  | FR2 | ORANGE | OVE |  |  | 60 |  | 22.5 | 27.1 | JUNCTION BOX | CVAT-FJB-0502 | CVAT-UD | T1 |  |  | HOLD | SDS & FGS MARSHALLING CABINET | HOLD 1 | CVAT-EIR | [7 empty] | PTSC M&C | PTSC M&C - Onshore
|  | 250 | 2P |  | 1.0 |  | FR2 | ORANGE | OVE |  |  | 30 |  | 15.1 | 19.3 | OPEN & CLOSE LIMIT SWITCH ON/OFF VALVE | CVAT-XZSO/XZSC-5201 | CVAT-UD | T1 |  |  | HOLD | JUNCTION BOX | CVAT-FJB-0502 | CVAT-UD | [7 empty] | PTSC M&C | PTSC M&C - Onshore
|  | 250 | 2P |  | 1.0 |  | FR2 | ORANGE | OVE |  |  | 30 |  | 15.1 | 19.3 | OPEN & CLOSE LIMIT SWITCH ON/OFF VALVE | CVAT-XZSO/XZSC-5202 | CVAT-UD | T1 |  |  | HOLD | JUNCTION BOX | CVAT-FJB-0502 | CVAT-UD | [7 empty] | PTSC M&C | PTSC M&C - Onshore
|  | 0.6/1K | 19C |  | 2.5 |  | FR9 | ORANGE | - |  |  | 60 |  | 28.3 | 33.1 | JUNCTION BOX | CVAT-FJB-0502 | CVAT-UD | T1 |  |  | HOLD | SDS & FGS MARSHALLING CABINET | HOLD 1 | CVAT-EIR | [7 empty] | PTSC M&C | PTSC M&C - Onshore
|  | 0.6/1K | 2C |  | 1.5 |  | FR9 | ORANGE | - |  |  | 30 |  | 11.8 | 15.4 | ON/OFF VALVE-SOLENOID | CVAT-XXSV-5201 | CVAT-UD | T1 |  |  | HOLD | JUNCTION BOX | CVAT-FJB-0502 | CVAT-UD | [7 empty] | PTSC M&C | PTSC M&C - Onshore
|  | 0.6/1K | 2C |  | 1.5 |  | FR9 | ORANGE | - |  |  | 30 |  | 11.8 | 15.4 | ON/OFF VALVE-SOLENOID | CVAT-XXSV-5202 | CVAT-UD | T1 |  |  | HOLD | JUNCTION BOX | CVAT-FJB-0502 | CVAT-UD | [7 empty] | PTSC M&C | PTSC M&C - Onshore
|  | 0.6/1K | 2C |  | 2.5 |  | FR9 | ORANGE | - |  |  | 30 |  | 12.6 | 16.2 | F&G - SIREN | CVAT-YH-0109 | CVAT-UD | T1 |  |  | HOLD | JUNCTION BOX | CVAT-FJB-0502 | CVAT-UD | [7 empty] | PTSC M&C | PTSC M&C - Onshore
|  | 0.6/1K | 2C |  | 2.5 |  | FR9 | ORANGE | - |  |  | 30 |  | 12.6 | 16.2 | F&G - SIREN | CVAT-YH-0110 | CVAT-UD | T1 |  |  | HOLD | JUNCTION BOX | CVAT-FJB-0502 | CVAT-UD | [7 empty] | PTSC M&C | PTSC M&C - Onshore
|  | 0.6/1K | 2C |  | 2.5 |  | FR9 | ORANGE | - |  |  | 30 |  | 12.6 | 16.2 | F&G BEACON | CVAT-BR-0103 | CVAT-UD | T1 |  |  | HOLD | JUNCTION BOX | CVAT-FJB-0502 | CVAT-UD | [7 empty] | PTSC M&C | PTSC M&C - Onshore
|  | 250 | 2P |  | 1.0 |  | FR2 | ORANGE | OVE |  |  | 30 |  | 15.1 | 19.3 | 24VDC AC/DC CONVERTER | CVAT-CO-6201 | CVAT-EIR | T1 |  |  | HOLD | SDS & FGS MARSHALLING CABINET | HOLD 1 | CVAT-EIR | [7 empty] | PTSC M&C | PTSC M&C - Onshore
|  | 250 | 2P |  | 1.0 |  | FR2 | ORANGE | OVE |  |  | 30 |  | 15.1 | 19.3 | 24VDC AC/DC CONVERTER | CVAT-CO-6202 | CVAT-EIR | T1 |  |  | HOLD | SDS & FGS MARSHALLING CABINET | HOLD 1 | CVAT-EIR | [7 empty] | PTSC M&C | PTSC M&C - Onshore
|  | 250 | 2P |  | 1.0 |  | FR2 | ORANGE | OVE |  |  | 30 |  | 15.1 | 19.3 | 24VDC DISTRIBUTION PANEL | CVAT-DDP-6201 | CVAT-EIR | T1 |  |  | HOLD | SDS & FGS MARSHALLING CABINET | HOLD 1 | CVAT-EIR | [7 empty] | PTSC M&C | PTSC M&C - Onshore
|  | 250 | 4P |  | 1.0 |  | FR2 | ORANGE | OVE |  |  | 30 |  | 17.2 | 21.5 | 400VAC INCOMING PANEL | CVAT-ADP-6501 | CVAT-EIR | T1 |  |  | HOLD | SDS & FGS MARSHALLING CABINET | HOLD 1 | CVAT-EIR | [7 empty] | PTSC M&C | PTSC M&C - Onshore
|  | 250 | 2P |  | 1.0 |  | FR2 | ORANGE | OVE |  |  | 30 |  | 15.1 | 19.3 | 400/230VAC DISTRIBUTION PANEL | CVAT-ADP-6601 | CVAT-EIR | T1 |  |  | HOLD | SDS & FGS MARSHALLING CABINET | HOLD 1 | CVAT-EIR | [7 empty] | PTSC M&C | PTSC M&C - Onshore
|  | 250 | 2P |  | 1.0 |  | FR2 | ORANGE | OVE |  |  | 60 |  | 15.1 | 19.3 | MICROWAVE DIGITAL RADIO SYSTEM | CVAT-MDR-7301 | CVAT-EIR | T1 |  |  | HOLD | SDS & FGS MARSHALLING CABINET | HOLD 1 | CVAT-EIR | [7 empty] | PTSC M&C | PTSC M&C - Onshore
|  | 250 | 1P |  | 1.0 |  | FR2 | ORANGE | OVE |  |  | 30 |  | 9.8 | 13.3 | F&G - SMOKE DETECTOR | CVAT-SD-0101 | CVAT-EIR | T1 |  |  | HOLD | SDS & FGS MARSHALLING CABINET | HOLD 1 | CVAT-EIR | [7 empty] | PTSC M&C | PTSC M&C - Onshore
|  | 250 | 1P |  | 1.0 |  | FR2 | ORANGE | OVE |  |  | 30 |  | 9.8 | 13.3 | F&G - SMOKE DETECTOR | CVAT-SD-0102 | CVAT-EIR | T1 |  |  | HOLD | SDS & FGS MARSHALLING CABINET | HOLD 1 | CVAT-EIR | [7 empty] | PTSC M&C | PTSC M&C - Onshore
|  | 250 | 1P |  | 1.0 |  | FR2 | ORANGE | OVE |  |  | 30 |  | 9.8 | 13.3 | F&G - HEAT DETECTOR | CVAT-HD-0101 | CVAT-EIR | T1 |  |  | HOLD | SDS & FGS MARSHALLING CABINET | HOLD 1 | CVAT-EIR | [7 empty] | PTSC M&C | PTSC M&C - Onshore
|  | 250 | 1T |  | 1.0 |  | FR6 | ORANGE | OVE |  |  | 30 |  | 10.3 | 13.8 | F&G - GAS DETECTOR (IR POINT TYPE) | CVAT-GD-0109 | CVAT-EIR | T1 |  |  | HOLD | SDS & FGS MARSHALLING CABINET | HOLD 1 | CVAT-EIR | [7 empty] | PTSC M&C | PTSC M&C - Onshore
|  | 250 | 1T |  | 1.0 |  | FR6 | ORANGE | OVE |  |  | 30 |  | 10.3 | 13.8 | F&G - GAS DETECTOR (IR POINT TYPE) | CVAT-GD-0110 | CVAT-EIR | T1 |  |  | HOLD | SDS & FGS MARSHALLING CABINET | HOLD 1 | CVAT-EIR | [7 empty] | PTSC M&C | PTSC M&C - Onshore
|  | 0.6/1K | 2C |  | 1.5 |  | FR9 | ORANGE | - |  |  | 30 |  | 11.8 | 15.4 | F&G - SMOKE DETECTOR (PWR) | CVAT-SD-0101-P | CVAT-EIR | T1 |  |  | HOLD | SDS & FGS MARSHALLING CABINET | HOLD 1 | CVAT-EIR | [7 empty] | PTSC M&C | PTSC M&C - Onshore
|  | 0.6/1K | 2C |  | 1.5 |  | FR9 | ORANGE | - |  |  | 30 |  | 11.8 | 15.4 | F&G - SMOKE DETECTOR (PWR) | CVAT-SD-0102-P | CVAT-EIR | T1 |  |  | HOLD | SDS & FGS MARSHALLING CABINET | HOLD 1 | CVAT-EIR | [7 empty] | PTSC M&C | PTSC M&C - Onshore
|  | 0.6/1K | 2C |  | 2.5 |  | FR9 | ORANGE | - |  |  | 30 |  | 12.6 | 16.2 | F&G - SIREN | CVAT-YH-0105 | CVAT-EIR | T1 |  |  | HOLD | SDS & FGS MARSHALLING CABINET | HOLD 1 | CVAT-EIR | [7 empty] | PTSC M&C | PTSC M&C - Onshore
|  | 250 | 8T |  | 1.0 |  | FR8 | ORANGE | IND & OVE |  |  | 30 |  | 27.8 | 32.6 | BOOSTER COMPRESSOR PACKAGE | CVAT-PK-0701 | CVAT-CD | T1 |  |  | HOLD | SDS & FGS MARSHALLING CABINET | HOLD 1 | CVAT-EIR | [7 empty] | PTSC M&C | PTSC M&C - Onshore

## Cover (hidden)
1
[10 empty] | No. | Platform | DTS number | DTS Type | Rev | Total Sheet
[10 empty] | 1 | AQWA | PQ-AQAT-TEL-SCH-PMC-00001-00 | AQWA - TELECOM CABLE SCHEDULE | N01
[10 empty] | 2 | CVWA | PQ-CVAT-TEL-SCH-PMC-00001-00 | CVWA - TELECOM CABLE SCHEDULE | N01
[10 empty] | 3 | KLWA | PQ-KLAT-TEL-SCH-PMC-00001-00 | KLWA - TELECOM CABLE SCHEDULE | N01
[10 empty] | 4 | KLWB | PQ-KLBT-TEL-SCH-PMC-00001-00 | KLWB - TELECOM CABLE SCHEDULE | N01
DOCUMENT TITLE :
| N01 | 2025-02-10 | Issued for Use |  |  |  | NHT | TXC | CVP
| L01 | 2024-10-29 | Issued for Approval |  |  |  | NHT | TXC | CVP
| K01 | 2024-08-16 | Issued for Review |  |  |  | NHT | TXC | CVP
| J01 | 2024-07-09 | Issued for IDC |  |  |  | NHT | TXC | CVP
| REV | DATE | DESCRIPTION |  |  |  | ORIG | CHK | APPR
| PQPOC Document Control No. | Project Code | Area Code | Discipline Code | Document Type | Originator Code | Sequence Number | Sheet Number | Revision
|  | PQ |  | TEL | SCH | PMC |  | 00
CONFIDENTIAL – This information is proprietary to PQPOC and cannot be used, disclosed, or reproduced without explicit written permission from PQPOC. The Receiving Party shall not acquire any title to, ownership right or any intellectual property right in the Block B Data.
Back to Index

## Rev (hidden)
|  |  |  | Contract: | Vietnam Block B Gas Project
Facility:
Doc Title:
Doc No.:
Rev No.:
|  |  |  | Sheet No.: | 2 of 6
REVISION HISTORY
Rev. Date | Rev. No. | Detailed Description of Change |  | Ref. Section |  | Approved By
| J01 | Issued for IDC
| K01 | Issued for Review
| L01 | Issued for Approval
| N01 | Issued for Use
DOCUMENT HOLDS
Rev. Date | Rev. No. | Hold No. | Description / Reason for Hold |  |  | Ref. Section
| K01 | 1 | The cable sizing & cable gland shall be confirmed by EPCI#1
CONFIDENTIAL – This information is proprietary to PQPOC and cannot be used, disclosed, or reproduced without explicit written permission from PQPOC. The Receiving Party shall not acquire any title to, ownership right or any intellectual property right in the Block B Data.

## TOC (hidden)
Contract:
Facility:
Doc Title:
Doc No.:
Rev No.:
|  |  | Sheet No.: | 3 of 6
INDEX
| SHEET NO. | DESCRIPTION
| 01 | COVER
| 02 | REVISION HISTORY
| 03 | INDEX
| 04 | GENERAL NOTES
| 06 | TELECOM CABLES
| 06 | CCTV CABLES
| 06 | PAGA CABLES
CONFIDENTIAL – This information is proprietary to PQPOC and cannot be used, disclosed, or reproduced without explicit written permission from PQPOC. The Receiving Party shall not acquire any title to, ownership right or any intellectual property right in the Block B Data.

## General-Notes (2) (hidden)
Contract:
Facility:
Doc Title:
Doc No.:
Rev No.
|  |  | Sheet No.: | 4 of 6
GENERAL NOTES
GENERAL NOTES
1 | CABLE LENGTHS SHOWN ARE APPROXIMATE ONLY AND SHALL NOT BE USED FOR CUTTING.
FIELD FABRICATOR SHALL VERIFY ACTUAL LENGTH PRIOR CUTTING.
2 | THIS CABLE SCHEDULE IS BASED ON AQWA - TELECOM SYSTEM CABLING BLOCK DIAGRAM: "PQ-AQAT-TEL-BLK-PMC-00001-00"
AND AQWA - PAGA SYSTEM BLOCK DIAGRAM: "PQ-AQAT-TEL-BLK-PMC-00002-00"
3 | PROVIDED BY TSI
TELECOM CABLE TYPE IDENTIFICATION
FOR DETAILS OF CABLE CONSTRUCTION, REFER TO PQ-HWP0-ELE-SPC-PMC-00009-00 SPECIFICATION FOR ELECTRICAL, INSTRUMENT AND TELECOMMUNICATION POWER & CONTROL CABLES.
| ETH2 | OUTDOOR ETHERNET/DATA CABLES, CATEGORY 6A, MULTI PAIR, OVERALL SCREEN, FLAME RETARDANT, ARMOURED CABLE
| PA1 | PAIR/MULTI PAIR, INDIVIDUAL & OVERALL SCREEN, FIRE RESISTANT, ARMOURED CABLE
| PA3 | MULTI CORE, NO SCREEN, FIRE RESISTANT, ARMOURED CABLE
| FO1 | FIBER OPTICAL CABLES, SINGLE-MODE, FIRE RESISTANT, ARMOURED CABLE
| CO1 | COAXIAL CABLE TYPE RG214/U 50 OHMS (UNARMOURED)
LOCATION IDENTIFIER
| AQAT-SCD | AQAT PLATFORM - SUB-CELLAR DECK
| AQAT-CD | AQAT PLATFROM - CELLAR DECK
| AQAT-MZD | AQAT PLATFORM - MEZZANINE DECK
| AQAT-UD | AQAT PLATFORM - UPPER DECK
| AQAT-EIR | AQAT PLATFORM - ELECTRICAL & INSTRUMENT ROOM
ABBREVIATIONS
| I.D. | DIAMETER OVER INNER SHEATH
| O.D. | OVERALL DIAMETER
| MCT | MULTI-CABLE TRANSITS
CONFIDENTIAL – This information is proprietary to PQPOC and cannot be used, disclosed, or reproduced without explicit written permission from PQPOC. The Receiving Party shall not acquire any title to, ownership right or any intellectual property right in the Block B Data.

## General-Notes (hidden)
Contract:
Facility:
Doc Title:
Doc No.:
Rev No.
[7 empty] | Sheet No.: | 5 of 6
GENERAL NOTES
CABLE GLAND TYPE/SIZE IDENTIFICATION
CABLE GLAND TYPE. :
T1 | - | CABLE GLAND FOR ARMOURED AND NON-BARRIER TYPE CABLE - DUAL CERTIFICED EX'D' / EX'E', IP 56 AS MINIMUM AND SUITABLE FOR USE IN HAZARDOUS AREA ZONE1 AND ZONE 2, GAS GROUP IIA, TEMPERATURE CLASS T3. ELECTROLESS NICKEL PLATED BRASS FLAMEPROOF, DOUBLE COMPRESSION CABLE GLANDS, IIA C/W ELECTROLESS NICKEL PLATED BRASS LOCKNUT, ELECTROLESS NICKEL PLATED BRASS EARTH TAG, SERRATED WASHER, NYLON THREAD SEAL.
T2 | - | CABLE GLAND FOR UN-ARMOURED AND NON-BARRIER TYPE CABLE - DUAL CERTIFICED EX'D' / EX'E', IP 56 AS MINIMUM AND SUITABLE FOR USE IN HAZARDOUS AREA ZONE1 AND ZONE 2, GAS GROUP IIA, TEMPERATURE CLASS T3. ELECTROLESS NICKEL PLATED BRASS SINGLE COMPRESSION CABLE GLANDS, IIA C/W ELECTROLESS NICKEL PLATED BRASS LOCKNUT, ELECTROLESS NICKEL PLATED BRASS EARTH TAG, SERRATED WASHER, NYLON THREAD SEAL.
CABLE GLAND SIZE SELECTION :
|  |  | GLAND SIZE |  | TYPE T1 |  | TYPE T2
[5 empty] | CABLE ID (mm) | CABLE OD (mm) | CABLE OD (mm)
|  |  | M20S16 |  | 3.1 ~ 8.6 | 6.1 ~ 13.1 | 3.2 ~ 8.7
|  |  | M20S |  | 6.1 ~ 11.6 | 9.5 ~ 15.9 | 6.1 ~ 11.7
|  |  | M20 |  | 6.5 ~ 13.9 | 12.5 ~ 20.9 | 6.5 ~ 14
|  |  | M25S |  | 11.1 ~ 19.9 | 14 ~ 22 | -
|  |  | M25 |  | 11.1 ~ 19.9 | 18.2 ~ 26.2 | 11.1 ~ 20
|  |  | M32 |  | 17 ~ 26.2 | 23.7 ~ 33.9 | 17 ~ 26.3
|  |  | M40 |  | 22.0 ~ 32.1 | 27.9 ~ 40.4 | 23.5 ~ 32.2
|  |  | M50S |  | 29.5 ~ 38.1 | 35.2 ~ 46.7 | 31 ~ 38.2
|  |  | M50 |  | 35.6 ~ 44 | 40.4 ~ 53 | 35.6 ~ 44
|  |  | M63 |  | 47.2 ~ 55.9 | 54.6 ~ 65.8 | 47.2 ~ 55.9
REFERENCE DRAWINGS
| PQ-HWP0-ELE-SPC-PMC-00009-00 |  |  | AQWA-CVWA-KLWA-KLWB - SPECIFICATION FOR ELECTRICAL, INSTRUMENT AND TELECOMMUNICATION POWER
& CONTROL CABLES
| PQ-AQAT-TEL-BLK-PMC-00001-00 |  |  | AQWA - TELECOM SYSTEM CABLING BLOCK DIAGRAM
| PQ-AQAT-TEL-BLK-PMC-00002-00 |  |  | AQWA - PAGA SYSTEM BLOCK DIAGRAM
| PQ-AQAT-TEL-LAY-PMC-00001-00 |  |  | AQWA - TELECOM EQUIPMENT LAYOUT
| PQ-AQAT-TEL-LAY-PMC-00003-00 |  |  | AQWA - TELECOM CABLE ROUTING PLAN
CONFIDENTIAL – This information is proprietary to PQPOC and cannot be used, disclosed, or reproduced without explicit written permission from PQPOC. The Receiving Party shall not acquire any title to, ownership right or any intellectual property right in the Block B Data.

## AQWA
VIETNAM BLOCK B GAS PROJECT PROVISION OF EPCI FOR HUB, WHP AND INFIELD PIPELINES | [14 empty] | Contract:
Facility:
Doc Title:
AQWA CABLE SIZING CALCULATION | [14 empty] | Doc No.:
Rev No.
ITEM NO. | CABLES/WIRES |  | SPEAKER POWER & SPL | [12 empty] | WIRING & TERMINATION DRAWING |  |  | SCOPE OF SUPPLY | SCOPE OF INSTALATION
| CABLE TYPE (mm2) | CABLE LENGTH (m) | POWER TAPPING (Watts) | VOLTAGE DROP AT SPEAKER (Volts) | VOLTAGE AT SPEAKER (Volts) | SPL REDUCTION AT SPEAKER (SPL) | Examine | CABLE GLANDS |  |  | MCT NO. (HOLD3) | CABLE GLANDS |  |  | MCT NO. |  | REV. | SHEET |  |  | DRUM NO. | UPDATED BY REVISION
[8 empty] | TYPE | SIZE | TYPE OF GLAND MATERIAL |  | TYPE | SIZE | TYPE OF GLAND MATERIAL
1 | 2.5 | 32 | 23 | 0.049 | 99.951 | -0.004 | Normal
2 | 2.5 | 2 | 1 | 0 | 99.95 | -0.004 | Normal
[8 empty] | - | - |  |  | - | - |  | - |  |  |  | EPCI#1 | EPCI#2 - Onshore
[8 empty] | - | - |  |  | - | - |  | - |  |  |  | EPCI#1 | EPCI#2 - Onshore
[8 empty] | - | - |  |  | - | - |  | - |  |  |  | EPCI#1 | EPCI#2 - Onshore
[8 empty] | T1 | M20S |  |  | T1 | M20S |  | - |  |  |  | EPCI#1 | EPCI#2 - Onshore
[8 empty] | T1 | M20S |  |  | T1 | M20S |  | - |  |  |  | EPCI#2 ICSS VENDOR | EPCI#2 - Onshore
[8 empty] | T1 | M20S |  |  | T1 | M20S |  | - |  |  |  | EPCI#2 ICSS VENDOR | EPCI#2 - Onshore
[8 empty] | T1 | M20S (HOLD 1) |  |  | T1 | M20S (HOLD 1) |  | AQAT-MCT-I-0601 |  |  |  | EPCI#1 | EPCI#2 - Onshore
[8 empty] | T1 (Gen. Note 3) | M20 |  |  | T1 (Gen. Note 3) | M20 |  | - |  |  |  | EPCI#1 | EPCI#2 - Onshore
[8 empty] | T1 (Gen. Note 3) | M20 |  |  | T1 (Gen. Note 3) | M20 |  | - |  |  |  | EPCI#1 | EPCI#2 - Onshore
[8 empty] | T1 | M20S (HOLD 1) |  |  | T1 | M20S (HOLD 1) |  | AQAT-MCT-I-0601 |  |  |  | EPCI#1 | EPCI#2 - Onshore
[8 empty] | T1 (Gen. Note 3) | M20 |  |  | T1 (Gen. Note 3) | M20 |  | - |  |  |  | EPCI#1 | EPCI#2 - Onshore
[8 empty] | T1 (Gen. Note 3) | M20 |  |  | T1 (Gen. Note 3) | M20 |  | - |  |  |  | EPCI#1 | EPCI#2 - Onshore
[8 empty] | T1 | M20S (HOLD 1) |  |  | T1 | M20S (HOLD 1) |  | AQAT-MCT-I-0601 |  |  |  | EPCI#1 | EPCI#2 - Onshore
[8 empty] | T1 (Gen. Note 3) | M20 |  |  | T1 (Gen. Note 3) | M20 |  | - |  |  |  | EPCI#1 | EPCI#2 - Onshore
[8 empty] | T1 (Gen. Note 3) | M20 |  |  | T1 (Gen. Note 3) | M20 |  | - |  |  |  | EPCI#1 | EPCI#2 - Onshore
[8 empty] | T1 | M20S |  |  | T1 | M20S (HOLD 1) |  | AQAT-MCT-I-0601 |  |  |  | EPCI#1 | EPCI#2 - Onshore
[8 empty] | T1 (Gen. Note 3) | M20 |  |  | T1 (Gen. Note 3) | M20 |  | - |  |  |  | EPCI#1 | EPCI#2 - Onshore
[8 empty] | T1 (Gen. Note 3) | M20 |  |  | T1 (Gen. Note 3) | M20 |  | - |  |  |  | EPCI#1 | EPCI#2 - Onshore

## KLWA_OLD (hidden)
[7 empty] | VIETNAM BLOCK B GAS PROJECT PROVISION OF EPCI FOR HUB, WHP AND INFIELD PIPELINES | [21 empty] | Contract:
Facility:
Doc Title:
[7 empty] | KLWA - INSTRUMENT CABLE SCHEDULE | [21 empty] | Doc No.:
Rev No.
ITEM NOS. | CABLE NUMBERS | CABLES / WIRES | [13 empty] | FROM | [6 empty] | TO | [6 empty] | WIRING & TERMINATION DRAWING |  |  | SCOPE OF SUPPLY | SCOPE OF INSTALATION |  |  | REMARKS
|  | VOLTAGE GRADE (V) | NO. OF CORES | NO. OF CORES_C | SIZE (mm2) | TYPE OF AMOUR | CABLE TYPE | COLOR | SCREEN | Spare Cable Length | Estimate Cable Length | CABLE LENGTH (M) (NOTE 1) | DISCIPLINE CABLE | DIAMETER (mm) |  | EQUIPMENT DESCRIPTION | EQUIPMENT TAG | LOCATION | CABLE GLANDS |  |  | MCT NO. (HOLD3) | EQUIPMENT DESCRIPTION | EQUIPMENT TAG | LOCATION | CABLE GLANDS |  |  | MCT NO. (HOLD3) |  | REV. | SHEET |  |  | DRUM NO. | UPDATED BY REVISION
[14 empty] | I.D. | O.D. |  |  |  | TYPE | SIZE | TYPE OF GLAND MATERIAL |  |  |  |  | TYPE | SIZE | TYPE OF GLAND MATERIAL
I | PCS CABLES
|  | 250 | 16P |  | 1.0 |  | FL4 | GREY | IND & OVE |  |  | 60 |  | 24.4 | 28.2 | JUNCTION BOX | KLAT-IJB-0201 | KLAT-SCD | T1 |  |  | HOLD | PCS MARSHALLING CABINET | HOLD 1 | KLAT-EIR | [7 empty] | PTSC M&C | PTSC M&C - Onshore
|  | 250 | 1P |  | 1.0 |  | FL2 | GREY | OVE |  |  | 30 |  | 7.3 | 10.4 | LEVEL TRANSMITTER - MAGNETIC | KLAT-LIT-4201 | KLAT-SCD | T1 |  |  | HOLD | JUNCTION BOX | KLAT-IJB-0201 | KLAT-SCD | [7 empty] | PTSC M&C | PTSC M&C - Onshore
|  | 250 | 1P |  | 1.0 |  | FL2 | GREY | OVE |  |  | 30 |  | 7.3 | 10.4 | LEVEL TRANSMITTER - MAGNETIC | KLAT-LIT-4501 | KLAT-SCD | T1 |  |  | HOLD | JUNCTION BOX | KLAT-IJB-0201 | KLAT-SCD | [7 empty] | PTSC M&C | PTSC M&C - Onshore
|  | 250 | 1P |  | 1.0 |  | FL2 | GREY | OVE |  |  | 30 |  | 7.3 | 10.4 | LEVEL TRANSMITTER - MAGNETIC | KLAT-LIT-4502 | KLAT-SCD | T1 |  |  | HOLD | JUNCTION BOX | KLAT-IJB-0201 | KLAT-SCD | [7 empty] | PTSC M&C | PTSC M&C - Onshore
|  | 250 | 1P |  | 1.0 |  | FL2 | GREY | OVE |  |  | 30 |  | 7.3 | 10.4 | DIFF. PRESSURE TRANSMITTER | KLAT-PDIT-3301 | KLAT-SCD | T1 |  |  | HOLD | JUNCTION BOX | KLAT-IJB-0201 | KLAT-SCD | [7 empty] | PTSC M&C | PTSC M&C - Onshore
|  | 250 | 1P |  | 1.0 |  | FL2 | GREY | OVE |  |  | 30 |  | 7.3 | 10.4 | DIFF. PRESSURE TRANSMITTER | KLAT-PDIT-3302 | KLAT-SCD | T1 |  |  | HOLD | JUNCTION BOX | KLAT-IJB-0201 | KLAT-SCD | [7 empty] | PTSC M&C | PTSC M&C - Onshore |  |  | FUTURE
|  | 250 | 1P |  | 1.0 |  | FL2 | GREY | OVE |  |  | 30 |  | 7.3 | 10.4 | DIFF. PRESSURE TRANSMITTER | KLAT-PDIT-0801 | KLAT-SCD | T1 |  |  | HOLD | JUNCTION BOX | KLAT-IJB-0201 | KLAT-SCD | [7 empty] | PTSC M&C | PTSC M&C - Onshore
|  | 250 | 1P |  | 1.0 |  | FL2 | GREY | OVE |  |  | 30 |  | 7.3 | 10.4 | DIFF. PRESSURE TRANSMITTER | KLAT-PDIT-0802 | KLAT-SCD | T1 |  |  | HOLD | JUNCTION BOX | KLAT-IJB-0201 | KLAT-SCD | [7 empty] | PTSC M&C | PTSC M&C - Onshore
|  | 250 | 1P |  | 1.0 |  | FL2 | GREY | OVE |  |  | 30 |  | 7.3 | 10.4 | DIFF. PRESSURE TRANSMITTER | KLAT-PDIT-0803 | KLAT-SCD | T1 |  |  | HOLD | JUNCTION BOX | KLAT-IJB-0201 | KLAT-SCD | [7 empty] | PTSC M&C | PTSC M&C - Onshore |  |  | FUTURE
|  | 250 | 1P |  | 1.0 |  | FL2 | GREY | OVE |  |  | 30 |  | 7.3 | 10.4 | DIFF. PRESSURE TRANSMITTER | KLAT-PDIT-0804 | KLAT-SCD | T1 |  |  | HOLD | JUNCTION BOX | KLAT-IJB-0201 | KLAT-SCD | [7 empty] | PTSC M&C | PTSC M&C - Onshore |  |  | FUTURE
|  | 250 | 1P |  | 1.0 |  | FL2 | GREY | OVE |  |  | 30 |  | 7.3 | 10.4 | PRESSURE TRANSMITTER | KLAT-PIT-4201 | KLAT-SCD | T1 |  |  | HOLD | JUNCTION BOX | KLAT-IJB-0201 | KLAT-SCD | [7 empty] | PTSC M&C | PTSC M&C - Onshore
|  | 250 | 1P |  | 1.0 |  | FL2 | GREY | OVE |  |  | 30 |  | 7.3 | 10.4 | TEMPERATURE TRANSMITTER | KLAT-TIT-4201 | KLAT-SCD | T1 |  |  | HOLD | JUNCTION BOX | KLAT-IJB-0201 | KLAT-SCD | [7 empty] | PTSC M&C | PTSC M&C - Onshore
|  | 250 | 1P |  | 1.0 |  | FL2 | GREY | OVE |  |  | 30 |  | 7.3 | 10.4 | LEVEL TRANSMITTER - DP TYPE | KLAT-LIT-5801 | KLAT-SCD | T1 |  |  | HOLD | JUNCTION BOX | KLAT-IJB-0201 | KLAT-SCD | [7 empty] | PTSC M&C | PTSC M&C - Onshore
|  | 250 | 1P |  | 1.0 |  | FL2 | GREY | OVE |  |  | 30 |  | 7.3 | 10.4 | CONTROL VALVE - PRESSURE | KLAT-PCV-0801 | KLAT-SCD | T1 |  |  | HOLD | JUNCTION BOX | KLAT-IJB-0201 | KLAT-SCD | [7 empty] | PTSC M&C | PTSC M&C - Onshore |  |  | FUTURE
|  | 250 | 20P |  | 1.0 |  | FL2 | GREY | OVE |  |  | 60 |  | 23.3 | 27.2 | JUNCTION BOX | KLAT-IJB-0202 | KLAT-SCD | T1 |  |  | HOLD | PCS MARSHALLING CABINET | HOLD 1 | KLAT-EIR | [7 empty] | PTSC M&C | PTSC M&C - Onshore
|  | 250 | 2P |  | 1.0 |  | FL2 | GREY | OVE |  |  | 30 |  | 10.8 | 14 | OPEN & CLOSE STATUS VALVE | KLAT-SZSO/SZSC-0801 | KLAT-SCD | T1 |  |  | HOLD | JUNCTION BOX | KLAT-IJB-0202 | KLAT-SCD | [7 empty] | PTSC M&C | PTSC M&C - Onshore
|  | 250 | 1P |  | 1.0 |  | FL2 | GREY | OVE |  |  | 30 |  | 26.5 | 30.6 | PARTIAL STROKE CLOSED STATUS | KLAT-SZSP-0801 | KLAT-SCD | T1 |  |  | HOLD | JUNCTION BOX | KLAT-IJB-0202 | KLAT-SCD | [7 empty] | PTSC M&C | PTSC M&C - Onshore
|  | 250 | 1P |  | 1.0 |  | FL2 | GREY | OVE |  |  | 30 |  | 26.5 | 30.6 | VALVE LOCAL PST BUTTON | KLAT-PB-0801 | KLAT-SCD | T1 |  |  | HOLD | JUNCTION BOX | KLAT-IJB-0202 | KLAT-SCD | [7 empty] | PTSC M&C | PTSC M&C - Onshore
|  | 250 | 2P |  | 1.0 |  | FL2 | GREY | OVE |  |  | 30 |  | 26.5 | 30.6 | OPEN & CLOSE STATUS VALVE | KLAT-SZSO/SZSC-0802 | KLAT-SCD | T1 |  |  | HOLD | JUNCTION BOX | KLAT-IJB-0202 | KLAT-SCD | [7 empty] | PTSC M&C | PTSC M&C - Onshore
|  | 250 | 1P |  | 1.0 |  | FL2 | GREY | OVE |  |  | 30 |  | 26.5 | 30.6 | PARTIAL STROKE CLOSED STATUS | KLAT-SZSP-0802 | KLAT-SCD | T1 |  |  | HOLD | JUNCTION BOX | KLAT-IJB-0202 | KLAT-SCD | [7 empty] | PTSC M&C | PTSC M&C - Onshore
|  | 250 | 1P |  | 1.0 |  | FL2 | GREY | OVE |  |  | 30 |  | 26.5 | 30.6 | VALVE LOCAL PST BUTTON | KLAT-PB-0802 | KLAT-SCD | T1 |  |  | HOLD | JUNCTION BOX | KLAT-IJB-0202 | KLAT-SCD | [7 empty] | PTSC M&C | PTSC M&C - Onshore
|  | 250 | 2P |  | 1.0 |  | FL2 | GREY | OVE |  |  | 30 |  | 26.5 | 30.6 | OPEN & CLOSE STATUS VALVE | KLAT-SZSO/SZSC-0803 | KLAT-SCD | T1 |  |  | HOLD | JUNCTION BOX | KLAT-IJB-0202 | KLAT-SCD | [7 empty] | PTSC M&C | PTSC M&C - Onshore
|  | 250 | 2P |  | 1.0 |  | FL2 | GREY | OVE |  |  | 30 |  | 26.5 | 30.6 | PARTIAL STROKE CLOSED STATUS | KLAT-XZSO/XZSC-4003 | KLAT-SCD | T1 |  |  | HOLD | JUNCTION BOX | KLAT-IJB-0202 | KLAT-SCD | [7 empty] | PTSC M&C | PTSC M&C - Onshore
|  | 250 | 2P |  | 1.0 |  | FL2 | GREY | OVE |  |  | 30 |  | 10.8 | 14 | OPEN & CLOSE STATUS VALVE | KLAT-XZSO/XZSC-4004 | KLAT-SCD | T1 |  |  | HOLD | JUNCTION BOX | KLAT-IJB-0202 | KLAT-SCD | [7 empty] | PTSC M&C | PTSC M&C - Onshore
|  | 250 | 2P |  | 1.0 |  | FL2 | GREY | OVE |  |  | 30 |  | 10.8 | 14 | OPEN & CLOSE STATUS VALVE | KLAT-SZSO/SZSC-0804 | KLAT-SCD | T1 |  |  | HOLD | JUNCTION BOX | KLAT-IJB-0202 | KLAT-SCD | [7 empty] | PTSC M&C | PTSC M&C - Onshore |  |  | FUTURE
|  | 250 | 1P |  | 1.0 |  | FL2 | GREY | OVE |  |  | 30 |  | 7.3 | 10.4 | PARTIAL STROKE CLOSED STATUS | KLAT-SZSP-0804 | KLAT-SCD | T1 |  |  | HOLD | JUNCTION BOX | KLAT-IJB-0202 | KLAT-SCD | [7 empty] | PTSC M&C | PTSC M&C - Onshore |  |  | FUTURE
|  | 250 | 1P |  | 1.0 |  | FL2 | GREY | OVE |  |  | 30 |  | 7.3 | 10.4 | VALVE LOCAL PST BUTTON | KLAT-PB-0804 | KLAT-SCD | T1 |  |  | HOLD | JUNCTION BOX | KLAT-IJB-0202 | KLAT-SCD | [7 empty] | PTSC M&C | PTSC M&C - Onshore |  |  | FUTURE
|  | 250 | 24P |  | 1.0 |  | FL2 | GREY | OVE |  |  | 60 |  | 26.5 | 30.6 | JUNCTION BOX | KLAT-IJB-0203 | KLAT-SCD | T1 |  |  | HOLD | PCS MARSHALLING CABINET | HOLD 1 | KLAT-EIR | [7 empty] | PTSC M&C | PTSC M&C - Onshore |  |  | FUTURE
|  | 250 | 2P |  | 1.0 |  | FL2 | GREY | OVE |  |  | 30 |  | 10.8 | 14 | OPEN & CLOSE STATUS VALVE | KLAT-SZSO/SZSC-0805 | KLAT-SCD | T1 |  |  | HOLD | JUNCTION BOX | KLAT-IJB-0203 | KLAT-SCD | [7 empty] | PTSC M&C | PTSC M&C - Onshore |  |  | FUTURE
|  | 250 | 1P |  | 1.0 |  | FL2 | GREY | OVE |  |  | 30 |  | 7.3 | 10.4 | PARTIAL STROKE CLOSED STATUS | KLAT-SZSP-0805 | KLAT-SCD | T1 |  |  | HOLD | JUNCTION BOX | KLAT-IJB-0203 | KLAT-SCD | [7 empty] | PTSC M&C | PTSC M&C - Onshore |  |  | FUTURE
|  | 250 | 1P |  | 1.0 |  | FL2 | GREY | OVE |  |  | 30 |  | 7.3 | 10.4 | VALVE LOCAL PST BUTTON | KLAT-PB-0805 | KLAT-SCD | T1 |  |  | HOLD | JUNCTION BOX | KLAT-IJB-0203 | KLAT-SCD | [7 empty] | PTSC M&C | PTSC M&C - Onshore |  |  | FUTURE
|  | 250 | 2P |  | 1.0 |  | FL2 | GREY | OVE |  |  | 30 |  | 10.8 | 14 | OPEN & CLOSE STATUS VALVE | KLAT-SZSO/SZSC-0806 | KLAT-SCD | T1 |  |  | HOLD | JUNCTION BOX | KLAT-IJB-0203 | KLAT-SCD | [7 empty] | PTSC M&C | PTSC M&C - Onshore |  |  | FUTURE
|  | 250 | 2P |  | 1.0 |  | FL2 | GREY | OVE |  |  | 30 |  | 10.8 | 14 | OPEN & CLOSE STATUS VALVE | KLAT-SZSO/SZSC-0807 | KLAT-SCD | T1 |  |  | HOLD | JUNCTION BOX | KLAT-IJB-0203 | KLAT-SCD | [7 empty] | PTSC M&C | PTSC M&C - Onshore |  |  | FUTURE
|  | 250 | 1P |  | 1.0 |  | FL2 | GREY | OVE |  |  | 30 |  | 7.3 | 10.4 | PARTIAL STROKE CLOSED STATUS | KLAT-SZSP-0807 | KLAT-SCD | T1 |  |  | HOLD | JUNCTION BOX | KLAT-IJB-0203 | KLAT-SCD | [7 empty] | PTSC M&C | PTSC M&C - Onshore |  |  | FUTURE
|  | 250 | 1P |  | 1.0 |  | FL2 | GREY | OVE |  |  | 30 |  | 7.3 | 10.4 | VALVE LOCAL PST BUTTON | KLAT-PB-0807 | KLAT-SCD | T1 |  |  | HOLD | JUNCTION BOX | KLAT-IJB-0203 | KLAT-SCD | [7 empty] | PTSC M&C | PTSC M&C - Onshore |  |  | FUTURE
|  | 250 | 2P |  | 1.0 |  | FL2 | GREY | OVE |  |  | 30 |  | 10.8 | 14 | OPEN & CLOSE STATUS VALVE | KLAT-SZSO/SZSC-0808 | KLAT-SCD | T1 |  |  | HOLD | JUNCTION BOX | KLAT-IJB-0203 | KLAT-SCD | [7 empty] | PTSC M&C | PTSC M&C - Onshore |  |  | FUTURE
|  | 250 | 2P |  | 1.0 |  | FL2 | GREY | OVE |  |  | 30 |  | 10.8 | 14 | OPEN & CLOSE STATUS VALVE | KLAT-SZSO/SZSC-0809 | KLAT-SCD | T1 |  |  | HOLD | JUNCTION BOX | KLAT-IJB-0203 | KLAT-SCD | [7 empty] | PTSC M&C | PTSC M&C - Onshore |  |  | FUTURE
|  | 250 | 1P |  | 1.0 |  | FL2 | GREY | OVE |  |  | 30 |  | 7.3 | 10.4 | PARTIAL STROKE CLOSED STATUS | KLAT-SZSP-0809 | KLAT-SCD | T1 |  |  | HOLD | JUNCTION BOX | KLAT-IJB-0203 | KLAT-SCD | [7 empty] | PTSC M&C | PTSC M&C - Onshore |  |  | FUTURE
|  | 250 | 1P |  | 1.0 |  | FL2 | GREY | OVE |  |  | 30 |  | 7.3 | 10.4 | VALVE LOCAL PST BUTTON | KLAT-PB-0809 | KLAT-SCD | T1 |  |  | HOLD | JUNCTION BOX | KLAT-IJB-0203 | KLAT-SCD | [7 empty] | PTSC M&C | PTSC M&C - Onshore |  |  | FUTURE
|  | 250 | 2P |  | 1.0 |  | FL2 | GREY | OVE |  |  | 30 |  | 10.8 | 14 | OPEN & CLOSE STATUS VALVE | KLAT-SZSO/SZSC-0810 | KLAT-SCD | T1 |  |  | HOLD | JUNCTION BOX | KLAT-IJB-0203 | KLAT-SCD | [7 empty] | PTSC M&C | PTSC M&C - Onshore |  |  | FUTURE
|  | 250 | 2P |  | 1.0 |  | FL2 | GREY | OVE |  |  | 30 |  | 10.8 | 14 | OPEN & CLOSE STATUS VALVE | KLAT-SZSO/SZSC-0821 | KLAT-SCD | T1 |  |  | HOLD | JUNCTION BOX | KLAT-IJB-0203 | KLAT-SCD | [7 empty] | PTSC M&C | PTSC M&C - Onshore |  |  | FUTURE
|  | 250 | 1P |  | 1.0 |  | FL2 | GREY | OVE |  |  | 30 |  | 7.3 | 10.4 | PARTIAL STROKE CLOSED STATUS | KLAT-XZSP-0821 | KLAT-SCD | T1 |  |  | HOLD | JUNCTION BOX | KLAT-IJB-0203 | KLAT-SCD | [7 empty] | PTSC M&C | PTSC M&C - Onshore |  |  | FUTURE
|  | 250 | 1P |  | 1.0 |  | FL2 | GREY | OVE |  |  | 30 |  | 7.3 | 10.4 | VALVE LOCAL PST BUTTON | KLAT-PB-0821 | KLAT-SCD | T1 |  |  | HOLD | JUNCTION BOX | KLAT-IJB-0203 | KLAT-SCD | [7 empty] | PTSC M&C | PTSC M&C - Onshore |  |  | FUTURE
|  | 250 | 24P |  | 1.0 |  | FL2 | GREY | OVE |  |  | 60 |  | 26.5 | 30.6 | JUNCTION BOX | KLAT-IJB-0301 | KLAT-CD | T1 |  |  | HOLD | PCS MARSHALLING CABINET | HOLD 1 | KLAT-EIR | [7 empty] | PTSC M&C | PTSC M&C - Onshore
|  | 250 | 2P |  | 1.0 |  | FL2 | GREY | OVE |  |  | 30 |  | 10.8 | 14 | OPEN & CLOSE STATUS VALVE | KLAT-XZSO/XZSC-0601 | KLAT-CD | T1 |  |  | HOLD | JUNCTION BOX | KLAT-IJB-0301 | KLAT-CD | [7 empty] | PTSC M&C | PTSC M&C - Onshore
|  | 250 | 2P |  | 1.0 |  | FL2 | GREY | OVE |  |  | 30 |  | 10.8 | 14 | OPEN & CLOSE STATUS VALVE | KLAT-XZSO/XZSC-0602 | KLAT-CD | T1 |  |  | HOLD | JUNCTION BOX | KLAT-IJB-0301 | KLAT-CD | [7 empty] | PTSC M&C | PTSC M&C - Onshore
|  | 250 | 2P |  | 1.0 |  | FL2 | GREY | OVE |  |  | 30 |  | 10.8 | 14 | OPEN & CLOSE STATUS VALVE | KLAT-XZSO/XZSC-0606 | KLAT-CD | T1 |  |  | HOLD | JUNCTION BOX | KLAT-IJB-0301 | KLAT-CD | [7 empty] | PTSC M&C | PTSC M&C - Onshore
|  | 250 | 2P |  | 1.0 |  | FL2 | GREY | OVE |  |  | 30 |  | 10.8 | 14 | OPEN & CLOSE STATUS VALVE | KLAT-XZSO/XZSC-0607 | KLAT-CD | T1 |  |  | HOLD | JUNCTION BOX | KLAT-IJB-0301 | KLAT-CD | [7 empty] | PTSC M&C | PTSC M&C - Onshore
|  | 250 | 2P |  | 1.0 |  | FL2 | GREY | OVE |  |  | 30 |  | 10.8 | 14 | OPEN & CLOSE STATUS VALVE | KLAT-XZSO/XZSC-0611 | KLAT-CD | T1 |  |  | HOLD | JUNCTION BOX | KLAT-IJB-0301 | KLAT-CD | [7 empty] | PTSC M&C | PTSC M&C - Onshore
|  | 250 | 2P |  | 1.0 |  | FL2 | GREY | OVE |  |  | 30 |  | 10.8 | 14 | OPEN & CLOSE STATUS VALVE | KLAT-XZSO/XZSC-0612 | KLAT-CD | T1 |  |  | HOLD | JUNCTION BOX | KLAT-IJB-0301 | KLAT-CD | [7 empty] | PTSC M&C | PTSC M&C - Onshore
|  | 250 | 2P |  | 1.0 |  | FL2 | GREY | OVE |  |  | 30 |  | 10.8 | 14 | OPEN & CLOSE STATUS VALVE | KLAT-XZSO/XZSC-0616 | KLAT-CD | T1 |  |  | HOLD | JUNCTION BOX | KLAT-IJB-0301 | KLAT-CD | [7 empty] | PTSC M&C | PTSC M&C - Onshore
|  | 250 | 2P |  | 1.0 |  | FL2 | GREY | OVE |  |  | 30 |  | 10.8 | 14 | OPEN & CLOSE STATUS VALVE | KLAT-XZSO/XZSC-0617 | KLAT-CD | T1 |  |  | HOLD | JUNCTION BOX | KLAT-IJB-0301 | KLAT-CD | [7 empty] | PTSC M&C | PTSC M&C - Onshore
|  | 250 | 2P |  | 1.0 |  | FL2 | GREY | OVE |  |  | 30 |  | 10.8 | 14 | OPEN & CLOSE STATUS VALVE | KLAT-XZSO/XZSC-0619 | KLAT-CD | T1 |  |  | HOLD | JUNCTION BOX | KLAT-IJB-0301 | KLAT-CD | [7 empty] | PTSC M&C | PTSC M&C - Onshore
|  | 250 | 2P |  | 1.0 |  | FL2 | GREY | OVE |  |  | 30 |  | 10.8 | 14 | OPEN & CLOSE STATUS VALVE | KLAT-XZSO/XZSC-0620 | KLAT-CD | T1 |  |  | HOLD | JUNCTION BOX | KLAT-IJB-0301 | KLAT-CD | [7 empty] | PTSC M&C | PTSC M&C - Onshore
|  | 250 | 24P |  | 1.0 |  | FL2 | GREY | OVE |  |  | 60 |  | 26.5 | 30.6 | JUNCTION BOX | KLAT-IJB-0302 | KLAT-CD | T1 |  |  | HOLD | PCS MARSHALLING CABINET | HOLD 1 | KLAT-EIR | [7 empty] | PTSC M&C | PTSC M&C - Onshore
|  | 250 | 2P |  | 1.0 |  | FL2 | GREY | OVE |  |  | 30 |  | 10.8 | 14 | OPEN & CLOSE STATUS VALVE | KLAT-XZSO/XZSC-0603 | KLAT-CD | T1 |  |  | HOLD | JUNCTION BOX | KLAT-IJB-0302 | KLAT-CD | [7 empty] | PTSC M&C | PTSC M&C - Onshore
|  | 250 | 2P |  | 1.0 |  | FL2 | GREY | OVE |  |  | 30 |  | 10.8 | 14 | OPEN & CLOSE STATUS VALVE | KLAT-XZSO/XZSC-0604 | KLAT-CD | T1 |  |  | HOLD | JUNCTION BOX | KLAT-IJB-0302 | KLAT-CD | [7 empty] | PTSC M&C | PTSC M&C - Onshore
|  | 250 | 2P |  | 1.0 |  | FL2 | GREY | OVE |  |  | 30 |  | 10.8 | 14 | OPEN & CLOSE STATUS VALVE | KLAT-XZSO/XZSC-0605 | KLAT-CD | T1 |  |  | HOLD | JUNCTION BOX | KLAT-IJB-0302 | KLAT-CD | [7 empty] | PTSC M&C | PTSC M&C - Onshore
|  | 250 | 2P |  | 1.0 |  | FL2 | GREY | OVE |  |  | 30 |  | 10.8 | 14 | OPEN & CLOSE STATUS VALVE | KLAT-XZSO/XZSC-0608 | KLAT-CD | T1 |  |  | HOLD | JUNCTION BOX | KLAT-IJB-0302 | KLAT-CD | [7 empty] | PTSC M&C | PTSC M&C - Onshore
|  | 250 | 2P |  | 1.0 |  | FL2 | GREY | OVE |  |  | 30 |  | 10.8 | 14 | OPEN & CLOSE STATUS VALVE | KLAT-XZSO/XZSC-0609 | KLAT-CD | T1 |  |  | HOLD | JUNCTION BOX | KLAT-IJB-0302 | KLAT-CD | [7 empty] | PTSC M&C | PTSC M&C - Onshore
|  | 250 | 2P |  | 1.0 |  | FL2 | GREY | OVE |  |  | 30 |  | 10.8 | 14 | OPEN & CLOSE STATUS VALVE | KLAT-XZSO/XZSC-0610 | KLAT-CD | T1 |  |  | HOLD | JUNCTION BOX | KLAT-IJB-0302 | KLAT-CD | [7 empty] | PTSC M&C | PTSC M&C - Onshore
|  | 250 | 2P |  | 1.0 |  | FL2 | GREY | OVE |  |  | 30 |  | 10.8 | 14 | OPEN & CLOSE STATUS VALVE | KLAT-XZSO/XZSC-0613 | KLAT-CD | T1 |  |  | HOLD | JUNCTION BOX | KLAT-IJB-0302 | KLAT-CD | [7 empty] | PTSC M&C | PTSC M&C - Onshore
|  | 250 | 2P |  | 1.0 |  | FL2 | GREY | OVE |  |  | 30 |  | 10.8 | 14 | OPEN & CLOSE STATUS VALVE | KLAT-XZSO/XZSC-0614 | KLAT-CD | T1 |  |  | HOLD | JUNCTION BOX | KLAT-IJB-0302 | KLAT-CD | [7 empty] | PTSC M&C | PTSC M&C - Onshore
|  | 250 | 2P |  | 1.0 |  | FL2 | GREY | OVE |  |  | 30 |  | 10.8 | 14 | OPEN & CLOSE STATUS VALVE | KLAT-XZSO/XZSC-0615 | KLAT-CD | T1 |  |  | HOLD | JUNCTION BOX | KLAT-IJB-0302 | KLAT-CD | [7 empty] | PTSC M&C | PTSC M&C - Onshore
|  | 250 | 2P |  | 1.0 |  | FL2 | GREY | OVE |  |  | 30 |  | 10.8 | 14 | OPEN & CLOSE STATUS VALVE | KLAT-XZSO/XZSC-0618 | KLAT-CD | T1 |  |  | HOLD | JUNCTION BOX | KLAT-IJB-0302 | KLAT-CD | [7 empty] | PTSC M&C | PTSC M&C - Onshore
|  | 250 | 24P |  | 1.0 |  | FL2 | GREY | OVE |  |  | 60 |  | 26.5 | 30.6 | JUNCTION BOX | KLAT-IJB-0303 | KLAT-CD | T1 |  |  | HOLD | PCS MARSHALLING CABINET | HOLD 1 | KLAT-EIR | [7 empty] | PTSC M&C | PTSC M&C - Onshore
|  | 250 | 2P |  | 1.0 |  | FL2 | GREY | OVE |  |  | 30 |  | 10.8 | 14 | OPEN & CLOSE STATUS VALVE | KLAT-XZSO/XZSC-0801 | KLAT-CD | T1 |  |  | HOLD | JUNCTION BOX | KLAT-IJB-0303 | KLAT-CD | [7 empty] | PTSC M&C | PTSC M&C - Onshore
|  | 250 | 2P |  | 1.0 |  | FL2 | GREY | OVE |  |  | 30 |  | 10.8 | 14 | OPEN & CLOSE STATUS VALVE | KLAT-XZSO/XZSC-0802 | KLAT-CD | T1 |  |  | HOLD | JUNCTION BOX | KLAT-IJB-0303 | KLAT-CD | [7 empty] | PTSC M&C | PTSC M&C - Onshore
|  | 250 | 2P |  | 1.0 |  | FL2 | GREY | OVE |  |  | 30 |  | 10.8 | 14 | OPEN & CLOSE STATUS VALVE | KLAT-XZSO/XZSC-0806 | KLAT-CD | T1 |  |  | HOLD | JUNCTION BOX | KLAT-IJB-0303 | KLAT-CD | [7 empty] | PTSC M&C | PTSC M&C - Onshore
|  | 250 | 2P |  | 1.0 |  | FL2 | GREY | OVE |  |  | 30 |  | 10.8 | 14 | OPEN & CLOSE STATUS VALVE | KLAT-XZSO/XZSC-0807 | KLAT-CD | T1 |  |  | HOLD | JUNCTION BOX | KLAT-IJB-0303 | KLAT-CD | [7 empty] | PTSC M&C | PTSC M&C - Onshore
|  | 250 | 2P |  | 1.0 |  | FL2 | GREY | OVE |  |  | 30 |  | 10.8 | 14 | OPEN & CLOSE STATUS VALVE | KLAT-XZSO/XZSC-0811 | KLAT-CD | T1 |  |  | HOLD | JUNCTION BOX | KLAT-IJB-0303 | KLAT-CD | [7 empty] | PTSC M&C | PTSC M&C - Onshore
|  | 250 | 2P |  | 1.0 |  | FL2 | GREY | OVE |  |  | 30 |  | 10.8 | 14 | OPEN & CLOSE STATUS VALVE | KLAT-XZSO/XZSC-0812 | KLAT-CD | T1 |  |  | HOLD | JUNCTION BOX | KLAT-IJB-0303 | KLAT-CD | [7 empty] | PTSC M&C | PTSC M&C - Onshore
|  | 250 | 2P |  | 1.0 |  | FL2 | GREY | OVE |  |  | 30 |  | 10.8 | 14 | OPEN & CLOSE STATUS VALVE | KLAT-XZSO/XZSC-0816 | KLAT-CD | T1 |  |  | HOLD | JUNCTION BOX | KLAT-IJB-0303 | KLAT-CD | [7 empty] | PTSC M&C | PTSC M&C - Onshore
|  | 250 | 2P |  | 1.0 |  | FL2 | GREY | OVE |  |  | 30 |  | 10.8 | 14 | OPEN & CLOSE STATUS VALVE | KLAT-XZSO/XZSC-0817 | KLAT-CD | T1 |  |  | HOLD | JUNCTION BOX | KLAT-IJB-0303 | KLAT-CD | [7 empty] | PTSC M&C | PTSC M&C - Onshore
|  | 250 | 2P |  | 1.0 |  | FL2 | GREY | OVE |  |  | 30 |  | 10.8 | 14 | OPEN & CLOSE STATUS VALVE | KLAT-XZSO/XZSC-0819 | KLAT-CD | T1 |  |  | HOLD | JUNCTION BOX | KLAT-IJB-0303 | KLAT-CD | [7 empty] | PTSC M&C | PTSC M&C - Onshore
|  | 250 | 2P |  | 1.0 |  | FL2 | GREY | OVE |  |  | 30 |  | 10.8 | 14 | OPEN & CLOSE STATUS VALVE | KLAT-XZSO/XZSC-0820 | KLAT-CD | T1 |  |  | HOLD | JUNCTION BOX | KLAT-IJB-0303 | KLAT-CD | [7 empty] | PTSC M&C | PTSC M&C - Onshore
|  | 250 | 24P |  | 1.0 |  | FL2 | GREY | OVE |  |  | 60 |  | 26.5 | 30.6 | JUNCTION BOX | KLAT-IJB-0304 | KLAT-CD | T1 |  |  | HOLD | PCS MARSHALLING CABINET | HOLD 1 | KLAT-EIR | [7 empty] | PTSC M&C | PTSC M&C - Onshore
|  | 250 | 2P |  | 1.0 |  | FL2 | GREY | OVE |  |  | 30 |  | 10.8 | 14 | OPEN & CLOSE STATUS VALVE | KLAT-XZSO/XZSC-0803 | KLAT-CD | T1 |  |  | HOLD | JUNCTION BOX | KLAT-IJB-0304 | KLAT-CD | [7 empty] | PTSC M&C | PTSC M&C - Onshore
|  | 250 | 2P |  | 1.0 |  | FL2 | GREY | OVE |  |  | 30 |  | 10.8 | 14 | OPEN & CLOSE STATUS VALVE | KLAT-XZSO/XZSC-0804 | KLAT-CD | T1 |  |  | HOLD | JUNCTION BOX | KLAT-IJB-0304 | KLAT-CD | [7 empty] | PTSC M&C | PTSC M&C - Onshore
|  | 250 | 2P |  | 1.0 |  | FL2 | GREY | OVE |  |  | 30 |  | 10.8 | 14 | OPEN & CLOSE STATUS VALVE | KLAT-XZSO/XZSC-0805 | KLAT-CD | T1 |  |  | HOLD | JUNCTION BOX | KLAT-IJB-0304 | KLAT-CD | [7 empty] | PTSC M&C | PTSC M&C - Onshore
|  | 250 | 2P |  | 1.0 |  | FL2 | GREY | OVE |  |  | 30 |  | 10.8 | 14 | OPEN & CLOSE STATUS VALVE | KLAT-XZSO/XZSC-0808 | KLAT-CD | T1 |  |  | HOLD | JUNCTION BOX | KLAT-IJB-0304 | KLAT-CD | [7 empty] | PTSC M&C | PTSC M&C - Onshore
|  | 250 | 2P |  | 1.0 |  | FL2 | GREY | OVE |  |  | 30 |  | 10.8 | 14 | OPEN & CLOSE STATUS VALVE | KLAT-XZSO/XZSC-0809 | KLAT-CD | T1 |  |  | HOLD | JUNCTION BOX | KLAT-IJB-0304 | KLAT-CD | [7 empty] | PTSC M&C | PTSC M&C - Onshore
|  | 250 | 2P |  | 1.0 |  | FL2 | GREY | OVE |  |  | 30 |  | 10.8 | 14 | OPEN & CLOSE STATUS VALVE | KLAT-XZSO/XZSC-0810 | KLAT-CD | T1 |  |  | HOLD | JUNCTION BOX | KLAT-IJB-0304 | KLAT-CD | [7 empty] | PTSC M&C | PTSC M&C - Onshore
|  | 250 | 2P |  | 1.0 |  | FL2 | GREY | OVE |  |  | 30 |  | 10.8 | 14 | OPEN & CLOSE STATUS VALVE | KLAT-XZSO/XZSC-0813 | KLAT-CD | T1 |  |  | HOLD | JUNCTION BOX | KLAT-IJB-0304 | KLAT-CD | [7 empty] | PTSC M&C | PTSC M&C - Onshore
|  | 250 | 2P |  | 1.0 |  | FL2 | GREY | OVE |  |  | 30 |  | 10.8 | 14 | OPEN & CLOSE STATUS VALVE | KLAT-XZSO/XZSC-0814 | KLAT-CD | T1 |  |  | HOLD | JUNCTION BOX | KLAT-IJB-0304 | KLAT-CD | [7 empty] | PTSC M&C | PTSC M&C - Onshore
|  | 250 | 2P |  | 1.0 |  | FL2 | GREY | OVE |  |  | 30 |  | 10.8 | 14 | OPEN & CLOSE STATUS VALVE | KLAT-XZSO/XZSC-0815 | KLAT-CD | T1 |  |  | HOLD | JUNCTION BOX | KLAT-IJB-0304 | KLAT-CD | [7 empty] | PTSC M&C | PTSC M&C - Onshore
|  | 250 | 2P |  | 1.0 |  | FL2 | GREY | OVE |  |  | 30 |  | 10.8 | 14 | OPEN & CLOSE STATUS VALVE | KLAT-XZSO/XZSC-0818 | KLAT-CD | T1 |  |  | HOLD | JUNCTION BOX | KLAT-IJB-0304 | KLAT-CD | [7 empty] | PTSC M&C | PTSC M&C - Onshore
|  | 250 | 12P |  | 1.0 |  | FL4 | GREY | IND & OVE |  |  | 60 |  | 20.8 | 24.7 | JUNCTION BOX | KLAT-IJB-0305 | KLAT-CD | T1 |  |  | HOLD | PCS MARSHALLING CABINET | HOLD 1 | KLAT-EIR | [7 empty] | PTSC M&C | PTSC M&C - Onshore
|  | 250 | 1P |  | 1.0 |  | FL2 | GREY | OVE |  |  | 30 |  | 7.3 | 10.4 | LEVEL TRANSMITTER - MAGNETIC | KLAT-LIT-4001 | KLAT-CD | T1 |  |  | HOLD | JUNCTION BOX | KLAT-IJB-0305 | KLAT-CD | [7 empty] | PTSC M&C | PTSC M&C - Onshore
|  | 250 | 1P |  | 1.0 |  | FL2 | GREY | OVE |  |  | 30 |  | 7.3 | 10.4 | LEVEL TRANSMITTER - MAGNETIC | KLAT-LIT-4102 | KLAT-CD | T1 |  |  | HOLD | JUNCTION BOX | KLAT-IJB-0305 | KLAT-CD | [7 empty] | PTSC M&C | PTSC M&C - Onshore
|  | 250 | 1P |  | 1.0 |  | FL2 | GREY | OVE |  |  | 30 |  | 7.3 | 10.4 | TEMPERATURE TRANSMITTER | KLAT-TIT-0801 | KLAT-CD | T1 |  |  | HOLD | JUNCTION BOX | KLAT-IJB-0305 | KLAT-CD | [7 empty] | PTSC M&C | PTSC M&C - Onshore
|  | 250 | 1P |  | 1.0 |  | FL2 | GREY | OVE |  |  | 30 |  | 7.3 | 10.4 | PRESSURE TRANSMITTER | KLAT-PIT-0803 | KLAT-CD | T1 |  |  | HOLD | JUNCTION BOX | KLAT-IJB-0305 | KLAT-CD | [7 empty] | PTSC M&C | PTSC M&C - Onshore
|  | 250 | 1P |  | 1.0 |  | FL2 | GREY | OVE |  |  | 30 |  | 7.3 | 10.4 | TEMPERATURE TRANSMITTER | KLAT-TIT-0802 | KLAT-CD | T1 |  |  | HOLD | JUNCTION BOX | KLAT-IJB-0305 | KLAT-CD | [7 empty] | PTSC M&C | PTSC M&C - Onshore
|  | 250 | 1P |  | 1.0 |  | FL2 | GREY | OVE |  |  | 30 |  | 7.3 | 10.4 | TEMPERATURE TRANSMITTER | KLAT-TIT-0803 | KLAT-CD | T1 |  |  | HOLD | JUNCTION BOX | KLAT-IJB-0305 | KLAT-CD | [7 empty] | PTSC M&C | PTSC M&C - Onshore |  |  | FUTURE
|  | 250 | 1P |  | 1.0 |  | FL2 | GREY | OVE |  |  | 30 |  | 7.3 | 10.4 | TEMPERATURE TRANSMITTER | KLAT-TIT-0804 | KLAT-CD | T1 |  |  | HOLD | JUNCTION BOX | KLAT-IJB-0305 | KLAT-CD | [7 empty] | PTSC M&C | PTSC M&C - Onshore |  |  | FUTURE
|  | 250 | 1P |  | 1.0 |  | FL2 | GREY | OVE |  |  | 30 |  | 7.3 | 10.4 | DIFF. PRESSURE TRANSMITTER | KLAT-PDIT-4102 | KLAT-CD | T1 |  |  | HOLD | JUNCTION BOX | KLAT-IJB-0305 | KLAT-CD | [7 empty] | PTSC M&C | PTSC M&C - Onshore
|  | 250 | 1P |  | 1.0 |  | FL2 | GREY | OVE |  |  | 30 |  | 7.3 | 10.4 | LEVEL TRANSMITTER - DP TYPE | KLAT-LIT-5401 | KLAT-CD | T1 |  |  | HOLD | JUNCTION BOX | KLAT-IJB-0305 | KLAT-CD | [7 empty] | PTSC M&C | PTSC M&C - Onshore
|  | 250 | 1P |  | 1.0 |  | FL2 | GREY | OVE |  |  | 30 |  | 7.3 | 10.4 | LEVEL TRANSMITTER - DP TYPE | KLAT-LIT-5301 | KLAT-CD | T1 |  |  | HOLD | JUNCTION BOX | KLAT-IJB-0305 | KLAT-CD | [7 empty] | PTSC M&C | PTSC M&C - Onshore
| KLAT-I-IJB0306-1 | 250 | 12P |  | 1.0 |  | FL2 | GREY | OVE |  |  | 60 |  | 19.6 | 23.3 | JUNCTION BOX | KLAT-IJB-0306 | KLAT-CD | T1 |  |  | HOLD | PCS MARSHALLING CABINET | HOLD 1 | KLAT-EIR | [7 empty] | PTSC M&C | PTSC M&C - Onshore
|  | 250 | 2P |  | 1.0 |  | FL2 | GREY | OVE |  |  | 30 |  | 10.8 | 14 | OPEN & CLOSE STATUS VALVE | KLAT-XZSO/XZSC-4001 | KLAT-CD | T1 |  |  | HOLD | JUNCTION BOX | KLAT-IJB-0306 | KLAT-CD | [7 empty] | PTSC M&C | PTSC M&C - Onshore
|  | 250 | 2P |  | 1.0 |  | FL2 | GREY | OVE |  |  | 30 |  | 10.8 | 14 | OPEN & CLOSE STATUS VALVE | KLAT-XZSO/XZSC-4102 | KLAT-CD | T1 |  |  | HOLD | JUNCTION BOX | KLAT-IJB-0306 | KLAT-CD | [7 empty] | PTSC M&C | PTSC M&C - Onshore
|  | 250 | 2P |  | 1.0 |  | FL2 | GREY | OVE |  |  | 30 |  | 10.8 | 14 | OPEN & CLOSE STATUS VALVE | KLAT-XZSO/XZSC-0621 | KLAT-CD | T1 |  |  | HOLD | JUNCTION BOX | KLAT-IJB-0306 | KLAT-CD | [7 empty] | PTSC M&C | PTSC M&C - Onshore
|  | 250 | 2P |  | 1.0 |  | FL2 | GREY | OVE |  |  | 30 |  | 10.8 | 14 | OPEN & CLOSE STATUS VALVE | KLAT-XZSO/XZSC-0626 | KLAT-CD | T1 |  |  | HOLD | JUNCTION BOX | KLAT-IJB-0306 | KLAT-CD | [7 empty] | PTSC M&C | PTSC M&C - Onshore
|  | 250 | 1P |  | 1.0 |  | FL2 | GREY | OVE |  |  | 30 |  | 7.3 | 10.4 | TEST SEPARATOR - OIL/CONDENSATE MASS FLOWRATE | KLAT-FIT-0601-01 | KLAT-CD | T1 |  |  | HOLD | JUNCTION BOX | KLAT-IJB-0306 | KLAT-CD | [7 empty] | PTSC M&C | PTSC M&C - Onshore
|  | 250 | 1P |  | 1.0 |  | FL2 | GREY | OVE |  |  | 30 |  | 7.3 | 10.4 | TEST SEPARATOR - WATER MASS FLOWRATE | KLAT-FIT-0602-01 | KLAT-CD | T1 |  |  | HOLD | JUNCTION BOX | KLAT-IJB-0306 | KLAT-CD | [7 empty] | PTSC M&C | PTSC M&C - Onshore
| KLAT-I-IJB0306-2 | 0.6/1K | 12C |  | 1.5 |  | FL9 | GREY | - |  |  | 60 |  | 17.9 | 21.6 | JUNCTION BOX | KLAT-IJB-0306 | KLAT-CD | T1 |  |  | HOLD | PCS MARSHALLING CABINET | HOLD 1 | KLAT-EIR | [7 empty] | PTSC M&C | PTSC M&C - Onshore
|  | 0.6/1K | 2C |  | 1.5 |  | FL9 | GREY | - |  |  | 30 |  | 9.5 | 12.8 | TEST SEPARATOR - CORIOLIS POWER SUPPLY | KLAT-FIT-0601-PW | KLAT-CD | T1 |  |  | HOLD | JUNCTION BOX | KLAT-IJB-0306 | KLAT-CD | [7 empty] | PTSC M&C | PTSC M&C - Onshore
|  | 0.6/1K | 2C |  | 1.5 |  | FL9 | GREY | - |  |  | 30 |  | 9.5 | 12.8 | TEST SEPARATOR - CORIOLIS POWER SUPPLY | KLAT-FIT-0602-PW | KLAT-CD | T1 |  |  | HOLD | JUNCTION BOX | KLAT-IJB-0306 | KLAT-CD | [7 empty] | PTSC M&C | PTSC M&C - Onshore
|  | 0.6/1K | 2C |  | 1.5 |  | FL9 | GREY | - |  |  | 30 |  | 9.5 | 12.8 | DIESEL STORAGE TANK FULL ALARM | KLAT-XA-5401 | KLAT-CD | T1 |  |  | HOLD | JUNCTION BOX | KLAT-IJB-0306 | KLAT-CD | [7 empty] | PTSC M&C | PTSC M&C - Onshore
|  | 250 | 20P |  | 1.0 |  | FL4 | GREY | IND & OVE |  |  | 60 |  | 26.6 | 30.7 | JUNCTION BOX | KLAT-IJB-0307 | KLAT-CD | T1 |  |  | HOLD | PCS MARSHALLING CABINET | HOLD 1 | KLAT-EIR | [7 empty] | PTSC M&C | PTSC M&C - Onshore
|  | 250 | 1P |  | 1.0 |  | FL2 | GREY | OVE |  |  | 30 |  | 7.3 | 10.4 | TEST SEPARATOR - OIL | KLAT-LIT-0601 | KLAT-CD | T1 |  |  | HOLD | JUNCTION BOX | KLAT-IJB-0307 | KLAT-CD | [7 empty] | PTSC M&C | PTSC M&C - Onshore
|  | 250 | 1P |  | 1.0 |  | FL2 | GREY | OVE |  |  | 30 |  | 7.3 | 10.4 | TEST SEPARATOR - INTERFACE | KLAT-LIT-0602 | KLAT-CD | T1 |  |  | HOLD | JUNCTION BOX | KLAT-IJB-0307 | KLAT-CD | [7 empty] | PTSC M&C | PTSC M&C - Onshore
|  | 250 | 1P |  | 1.0 |  | FL2 | GREY | OVE |  |  | 30 |  | 7.3 | 10.4 | TEST SEPARATOR GAS OUTLET FLOW | KLAT-FIT-0603 | KLAT-CD | T1 |  |  | HOLD | JUNCTION BOX | KLAT-IJB-0307 | KLAT-CD | [7 empty] | PTSC M&C | PTSC M&C - Onshore
|  | 250 | 1P |  | 1.0 |  | FL2 | GREY | OVE |  |  | 30 |  | 7.3 | 10.4 | TEST SEPARATOR TO EXPORT LINE PRESSURE | KLAT-PIT-0601 | KLAT-CD | T1 |  |  | HOLD | JUNCTION BOX | KLAT-IJB-0307 | KLAT-CD | [7 empty] | PTSC M&C | PTSC M&C - Onshore
|  | 250 | 1P |  | 1.0 |  | FL2 | GREY | OVE |  |  | 30 |  | 7.3 | 10.4 | TEST SEPARATOR PRESSURE | KLAT-PIT-0603 | KLAT-CD | T1 |  |  | HOLD | JUNCTION BOX | KLAT-IJB-0307 | KLAT-CD | [7 empty] | PTSC M&C | PTSC M&C - Onshore
|  | 250 | 1P |  | 1.0 |  | FL2 | GREY | OVE |  |  | 30 |  | 7.3 | 10.4 | TEST SEPARATOR GAS OUTLET TEMPERATURE | KLAT-TIT-0601 | KLAT-CD | T1 |  |  | HOLD | JUNCTION BOX | KLAT-IJB-0307 | KLAT-CD | [7 empty] | PTSC M&C | PTSC M&C - Onshore
|  | 250 | 1P |  | 1.0 |  | FL2 | GREY | OVE |  |  | 30 |  | 7.3 | 10.4 | COMMON CASING PRESSURE | KLAT-PIT-0100 | KLAT-CD | T1 |  |  | HOLD | JUNCTION BOX | KLAT-IJB-0307 | KLAT-CD | [7 empty] | PTSC M&C | PTSC M&C - Onshore
|  | 250 | 1P |  | 1.0 |  | FL2 | GREY | OVE |  |  | 30 |  | 7.3 | 10.4 | CONTROL VALVE COMMAND | KLAT-LCV-0601 | KLAT-CD | T1 |  |  | HOLD | JUNCTION BOX | KLAT-IJB-0307 | KLAT-CD | [7 empty] | PTSC M&C | PTSC M&C - Onshore
|  | 250 | 1P |  | 1.0 |  | FL2 | GREY | OVE |  |  | 30 |  | 7.3 | 10.4 | CONTROL VALVE COMMAND | KLAT-LCV-0602 | KLAT-CD | T1 |  |  | HOLD | JUNCTION BOX | KLAT-IJB-0307 | KLAT-CD | [7 empty] | PTSC M&C | PTSC M&C - Onshore
|  | 250 | 1P |  | 1.0 |  | FL2 | GREY | OVE |  |  | 30 |  | 7.3 | 10.4 | CONTROL VALVE COMMAND | KLAT-PCV-0601 | KLAT-CD | T1 |  |  | HOLD | JUNCTION BOX | KLAT-IJB-0307 | KLAT-CD | [7 empty] | PTSC M&C | PTSC M&C - Onshore
|  | 250 | 1P |  | 1.0 |  | FL2 | GREY | OVE |  |  | 30 |  | 7.3 | 10.4 | CONTROL VALVE COMMAND | KLAT-PCV-0602 | KLAT-CD | T1 |  |  | HOLD | JUNCTION BOX | KLAT-IJB-0307 | KLAT-CD | [7 empty] | PTSC M&C | PTSC M&C - Onshore
122 | KLAT-I-FIT060102/03 | 250 | 2P |  | 1.0 |  | FL4 | GREY | IND & OVE |  |  | 30 |  | 11.6 | 14.8 | TEST SEPARATOR - OIL/CONDENSATE DENSITY | KLAT-FIT-0601-02 | KLAT-CD | T1 | M20 |  | HOLD | JUNCTION BOX | KLAT-IJB-0307 | KLAT-CD | [7 empty] | PTSC M&C | PTSC M&C - Onshore
[16 empty] | TEST SEPARATOR - OIL/CONDENSATE TEMPERATURE | KLAT-FIT-0601-03
123 | KLAT-I-FIT060202/03 | 250 | 2P |  | 1.0 |  | FL4 | GREY | IND & OVE |  |  | 30 |  | 11.6 | 14.8 | TEST SEPARATOR - WATER DENSITY | KLAT-FIT-0602-02 | KLAT-CD | T1 | M20 |  | HOLD | JUNCTION BOX | KLAT-IJB-0307 | KLAT-CD | [7 empty] | PTSC M&C | PTSC M&C - Onshore
[16 empty] | TEST SEPARATOR - WATER TEMPERATURE | KLAT-FIT-0602-03
|  | 250 | 24P |  | 1.0 |  | FL4 | GREY | IND & OVE |  |  | 60 |  | 29.8 | 34.1 | JUNCTION BOX (BY WHCP PACKAGE) | KLAT-IJB-0311 | KLAT-CD | T1 |  |  | HOLD | PCS MARSHALLING CABINET | HOLD 1 | KLAT-EIR | [7 empty] | PTSC M&C | PTSC M&C - Onshore
|  | 250 | 16P |  | 1.0 |  | FL2 | GREY | OVE |  |  | 60 |  | 21.6 | 25.5 | JUNCTION BOX (BY WHCP PACKAGE) | KLAT-IJB-0312 | KLAT-CD | T1 |  |  | HOLD | PCS MARSHALLING CABINET | HOLD 1 | KLAT-EIR | [7 empty] | PTSC M&C | PTSC M&C - Onshore
| KLAT-I-IJB0313-1 | 250 | 20P |  | 1.0 |  | FL2 | GREY | OVE |  |  | 60 |  | 23.3 | 27.2 | JUNCTION BOX (BY WHCP PACKAGE) | KLAT-IJB-0313 | KLAT-CD | T1 |  |  | HOLD | PCS MARSHALLING CABINET | HOLD 1 | KLAT-EIR | [7 empty] | PTSC M&C | PTSC M&C - Onshore
| KLAT-I-IJB0313-2 | 0.6/1K | 4C |  | 1.5 |  | FL9 | GREY | - |  |  | 60 |  | 11 | 14.3 | JUNCTION BOX (BY WHCP PACKAGE) | KLAT-IJB-0313 | KLAT-CD | T1 |  |  | HOLD | PCS MARSHALLING CABINET | HOLD 1 | KLAT-EIR | [7 empty] | PTSC M&C | PTSC M&C - Onshore
|  | 250 | 12P |  | 1.0 |  | FL4 | GREY | IND & OVE |  |  | 60 |  | 20.8 | 24.7 | JUNCTION BOX (BY WHCP PACKAGE) | KLAT-IJB-0314 | KLAT-CD | T1 |  |  | HOLD | PCS MARSHALLING CABINET | HOLD 1 | KLAT-EIR | [7 empty] | PTSC M&C | PTSC M&C - Onshore
|  | 250 | 16P |  | 1.0 |  | FL2 | GREY | OVE |  |  | 60 |  | 21.6 | 25.5 | JUNCTION BOX (BY WHCP PACKAGE) | KLAT-IJB-0315 | KLAT-CD | T1 |  |  | HOLD | PCS MARSHALLING CABINET | HOLD 1 | KLAT-EIR | [7 empty] | PTSC M&C | PTSC M&C - Onshore
|  | 0.6/1K | 37C |  | 1.5 |  | FL9 | GREY | - |  |  | 60 |  | 29.1 | 33.4 | JUNCTION BOX | KLAT-IJB-0401 | KLAT-MZD | T1 |  |  | HOLD | PCS MARSHALLING CABINET | HOLD 1 | KLAT-EIR | [7 empty] | PTSC M&C | PTSC M&C - Onshore
|  | 0.6/1K | 4C |  | 1.5 |  | FL9 | GREY | - |  |  | 30 |  | 11 | 14.3 | OPEN & CLOSE COMMAND CHOKE VALVE | KLAT-CXSV-0201A/B | KLAT-MZD | T1 |  |  | HOLD | JUNCTION BOX | KLAT-IJB-0401 | KLAT-MZD | [7 empty] | PTSC M&C | PTSC M&C - Onshore
|  | 0.6/1K | 4C |  | 1.5 |  | FL9 | GREY | - |  |  | 30 |  | 11 | 14.3 | OPEN & CLOSE COMMAND CHOKE VALVE | KLAT-CXSV-0202A/B | KLAT-MZD | T1 |  |  | HOLD | JUNCTION BOX | KLAT-IJB-0401 | KLAT-MZD | [7 empty] | PTSC M&C | PTSC M&C - Onshore
|  | 0.6/1K | 4C |  | 1.5 |  | FL9 | GREY | - |  |  | 30 |  | 11 | 14.3 | OPEN & CLOSE COMMAND CHOKE VALVE | KLAT-CXSV-0206A/B | KLAT-MZD | T1 |  |  | HOLD | JUNCTION BOX | KLAT-IJB-0401 | KLAT-MZD | [7 empty] | PTSC M&C | PTSC M&C - Onshore
|  | 0.6/1K | 4C |  | 1.5 |  | FL9 | GREY | - |  |  | 30 |  | 11 | 14.3 | OPEN & CLOSE COMMAND CHOKE VALVE | KLAT-CXSV-0207A/B | KLAT-MZD | T1 |  |  | HOLD | JUNCTION BOX | KLAT-IJB-0401 | KLAT-MZD | [7 empty] | PTSC M&C | PTSC M&C - Onshore
|  | 0.6/1K | 4C |  | 1.5 |  | FL9 | GREY | - |  |  | 30 |  | 11 | 14.3 | OPEN & CLOSE COMMAND CHOKE VALVE | KLAT-CXSV-0211A/B | KLAT-MZD | T1 |  |  | HOLD | JUNCTION BOX | KLAT-IJB-0401 | KLAT-MZD | [7 empty] | PTSC M&C | PTSC M&C - Onshore
|  | 0.6/1K | 4C |  | 1.5 |  | FL9 | GREY | - |  |  | 30 |  | 11 | 14.3 | OPEN & CLOSE COMMAND CHOKE VALVE | KLAT-CXSV-0212A/B | KLAT-MZD | T1 |  |  | HOLD | JUNCTION BOX | KLAT-IJB-0401 | KLAT-MZD | [7 empty] | PTSC M&C | PTSC M&C - Onshore
|  | 0.6/1K | 4C |  | 1.5 |  | FL9 | GREY | - |  |  | 30 |  | 11 | 14.3 | OPEN & CLOSE COMMAND CHOKE VALVE | KLAT-CXSV-0217A/B | KLAT-MZD | T1 |  |  | HOLD | JUNCTION BOX | KLAT-IJB-0401 | KLAT-MZD | [7 empty] | PTSC M&C | PTSC M&C - Onshore
|  | 0.6/1K | 37C |  | 1.5 |  | FL9 | GREY | - |  |  | 60 |  | 29.1 | 33.4 | JUNCTION BOX | KLAT-IJB-0402 | KLAT-MZD | T1 |  |  | HOLD | PCS MARSHALLING CABINET | HOLD 1 | KLAT-EIR | [7 empty] | PTSC M&C | PTSC M&C - Onshore
|  | 0.6/1K | 4C |  | 1.5 |  | FL9 | GREY | - |  |  | 30 |  | 11 | 14.3 | OPEN & CLOSE COMMAND CHOKE VALVE | KLAT-CXSV-0213A/B | KLAT-MZD | T1 |  |  | HOLD | JUNCTION BOX | KLAT-IJB-0402 | KLAT-MZD | [7 empty] | PTSC M&C | PTSC M&C - Onshore
|  | 0.6/1K | 4C |  | 1.5 |  | FL9 | GREY | - |  |  | 30 |  | 11 | 14.3 | OPEN & CLOSE COMMAND CHOKE VALVE | KLAT-CXSV-0214A/B | KLAT-MZD | T1 |  |  | HOLD | JUNCTION BOX | KLAT-IJB-0402 | KLAT-MZD | [7 empty] | PTSC M&C | PTSC M&C - Onshore
|  | 0.6/1K | 4C |  | 1.5 |  | FL9 | GREY | - |  |  | 30 |  | 11 | 14.3 | OPEN & CLOSE COMMAND CHOKE VALVE | KLAT-CXSV-0215A/B | KLAT-MZD | T1 |  |  | HOLD | JUNCTION BOX | KLAT-IJB-0402 | KLAT-MZD | [7 empty] | PTSC M&C | PTSC M&C - Onshore
|  | 0.6/1K | 4C |  | 1.5 |  | FL9 | GREY | - |  |  | 30 |  | 11 | 14.3 | OPEN & CLOSE COMMAND CHOKE VALVE | KLAT-CXSV-0216A/B | KLAT-MZD | T1 |  |  | HOLD | JUNCTION BOX | KLAT-IJB-0402 | KLAT-MZD | [7 empty] | PTSC M&C | PTSC M&C - Onshore
|  | 0.6/1K | 4C |  | 1.5 |  | FL9 | GREY | - |  |  | 30 |  | 11 | 14.3 | OPEN & CLOSE COMMAND CHOKE VALVE | KLAT-CXSV-0218A/B | KLAT-MZD | T1 |  |  | HOLD | JUNCTION BOX | KLAT-IJB-0402 | KLAT-MZD | [7 empty] | PTSC M&C | PTSC M&C - Onshore
|  | 0.6/1K | 4C |  | 1.5 |  | FL9 | GREY | - |  |  | 30 |  | 11 | 14.3 | OPEN & CLOSE COMMAND CHOKE VALVE | KLAT-CXSV-0219A/B | KLAT-MZD | T1 |  |  | HOLD | JUNCTION BOX | KLAT-IJB-0402 | KLAT-MZD | [7 empty] | PTSC M&C | PTSC M&C - Onshore
|  | 0.6/1K | 4C |  | 1.5 |  | FL9 | GREY | - |  |  | 30 |  | 11 | 14.3 | OPEN & CLOSE COMMAND CHOKE VALVE | KLAT-CXSV-0220A/B | KLAT-MZD | T1 |  |  | HOLD | JUNCTION BOX | KLAT-IJB-0402 | KLAT-MZD | [7 empty] | PTSC M&C | PTSC M&C - Onshore
|  | 0.6/1K | 37C |  | 1.5 |  | FL9 | GREY | - |  |  | 60 |  | 29.1 | 33.4 | JUNCTION BOX | KLAT-IJB-0403 | KLAT-MZD | T1 |  |  | HOLD | PCS MARSHALLING CABINET | HOLD 1 | KLAT-EIR | [7 empty] | PTSC M&C | PTSC M&C - Onshore
|  | 0.6/1K | 4C |  | 1.5 |  | FL9 | GREY | - |  |  | 30 |  | 11 | 14.3 | OPEN & CLOSE COMMAND CHOKE VALVE | KLAT-CXSV-0203A/B | KLAT-MZD | T1 |  |  | HOLD | JUNCTION BOX | KLAT-IJB-0403 | KLAT-MZD | [7 empty] | PTSC M&C | PTSC M&C - Onshore
|  | 0.6/1K | 4C |  | 1.5 |  | FL9 | GREY | - |  |  | 30 |  | 11 | 14.3 | OPEN & CLOSE COMMAND CHOKE VALVE | KLAT-CXSV-0204A/B | KLAT-MZD | T1 |  |  | HOLD | JUNCTION BOX | KLAT-IJB-0403 | KLAT-MZD | [7 empty] | PTSC M&C | PTSC M&C - Onshore
|  | 0.6/1K | 4C |  | 1.5 |  | FL9 | GREY | - |  |  | 30 |  | 11 | 14.3 | OPEN & CLOSE COMMAND CHOKE VALVE | KLAT-CXSV-0205A/B | KLAT-MZD | T1 |  |  | HOLD | JUNCTION BOX | KLAT-IJB-0403 | KLAT-MZD | [7 empty] | PTSC M&C | PTSC M&C - Onshore
|  | 0.6/1K | 4C |  | 1.5 |  | FL9 | GREY | - |  |  | 30 |  | 11 | 14.3 | OPEN & CLOSE COMMAND CHOKE VALVE | KLAT-CXSV-0208A/B | KLAT-MZD | T1 |  |  | HOLD | JUNCTION BOX | KLAT-IJB-0403 | KLAT-MZD | [7 empty] | PTSC M&C | PTSC M&C - Onshore
|  | 0.6/1K | 4C |  | 1.5 |  | FL9 | GREY | - |  |  | 30 |  | 11 | 14.3 | OPEN & CLOSE COMMAND CHOKE VALVE | KLAT-CXSV-0209A/B | KLAT-MZD | T1 |  |  | HOLD | JUNCTION BOX | KLAT-IJB-0403 | KLAT-MZD | [7 empty] | PTSC M&C | PTSC M&C - Onshore
|  | 0.6/1K | 4C |  | 1.5 |  | FL9 | GREY | - |  |  | 30 |  | 11 | 14.3 | OPEN & CLOSE COMMAND CHOKE VALVE | KLAT-CXSV-0210A/B | KLAT-MZD | T1 |  |  | HOLD | JUNCTION BOX | KLAT-IJB-0403 | KLAT-MZD | [7 empty] | PTSC M&C | PTSC M&C - Onshore
|  | 250 | 24P |  | 1.0 |  | FL4 | GREY | IND & OVE |  |  | 60 |  | 29.8 | 34.1 | JUNCTION BOX | KLAT-IJB-0404 | KLAT-MZD | T1 |  |  | HOLD | PCS MARSHALLING CABINET | HOLD 1 | KLAT-EIR | [7 empty] | PTSC M&C | PTSC M&C - Onshore
|  | 250 | 1P |  | 1.0 |  | FL2 | GREY | OVE |  |  | 30 |  | 7.3 | 10.4 | CHOKE VALVE POSITION FEEDBACK | KLAT-PZT-0201 | KLAT-MZD | T1 |  |  | HOLD | JUNCTION BOX | KLAT-IJB-0404 | KLAT-MZD | [7 empty] | PTSC M&C | PTSC M&C - Onshore
|  | 250 | 1P |  | 1.0 |  | FL2 | GREY | OVE |  |  | 30 |  | 7.3 | 10.4 | CHOKE VALVE POSITION FEEDBACK | KLAT-PZT-0202 | KLAT-MZD | T1 |  |  | HOLD | JUNCTION BOX | KLAT-IJB-0404 | KLAT-MZD | [7 empty] | PTSC M&C | PTSC M&C - Onshore
|  | 250 | 1P |  | 1.0 |  | FL2 | GREY | OVE |  |  | 30 |  | 7.3 | 10.4 | CHOKE VALVE POSITION FEEDBACK | KLAT-PZT-0203 | KLAT-MZD | T1 |  |  | HOLD | JUNCTION BOX | KLAT-IJB-0404 | KLAT-MZD | [7 empty] | PTSC M&C | PTSC M&C - Onshore
|  | 250 | 1P |  | 1.0 |  | FL2 | GREY | OVE |  |  | 30 |  | 7.3 | 10.4 | CHOKE VALVE POSITION FEEDBACK | KLAT-PZT-0204 | KLAT-MZD | T1 |  |  | HOLD | JUNCTION BOX | KLAT-IJB-0404 | KLAT-MZD | [7 empty] | PTSC M&C | PTSC M&C - Onshore
|  | 250 | 1P |  | 1.0 |  | FL2 | GREY | OVE |  |  | 30 |  | 7.3 | 10.4 | CHOKE VALVE POSITION FEEDBACK | KLAT-PZT-0205 | KLAT-MZD | T1 |  |  | HOLD | JUNCTION BOX | KLAT-IJB-0404 | KLAT-MZD | [7 empty] | PTSC M&C | PTSC M&C - Onshore
|  | 250 | 1P |  | 1.0 |  | FL2 | GREY | OVE |  |  | 30 |  | 7.3 | 10.4 | CHOKE VALVE POSITION FEEDBACK | KLAT-PZT-0206 | KLAT-MZD | T1 |  |  | HOLD | JUNCTION BOX | KLAT-IJB-0404 | KLAT-MZD | [7 empty] | PTSC M&C | PTSC M&C - Onshore
|  | 250 | 1P |  | 1.0 |  | FL2 | GREY | OVE |  |  | 30 |  | 7.3 | 10.4 | CHOKE VALVE POSITION FEEDBACK | KLAT-PZT-0207 | KLAT-MZD | T1 |  |  | HOLD | JUNCTION BOX | KLAT-IJB-0404 | KLAT-MZD | [7 empty] | PTSC M&C | PTSC M&C - Onshore
|  | 250 | 1P |  | 1.0 |  | FL2 | GREY | OVE |  |  | 30 |  | 7.3 | 10.4 | CHOKE VALVE POSITION FEEDBACK | KLAT-PZT-0208 | KLAT-MZD | T1 |  |  | HOLD | JUNCTION BOX | KLAT-IJB-0404 | KLAT-MZD | [7 empty] | PTSC M&C | PTSC M&C - Onshore
|  | 250 | 1P |  | 1.0 |  | FL2 | GREY | OVE |  |  | 30 |  | 7.3 | 10.4 | CHOKE VALVE POSITION FEEDBACK | KLAT-PZT-0209 | KLAT-MZD | T1 |  |  | HOLD | JUNCTION BOX | KLAT-IJB-0404 | KLAT-MZD | [7 empty] | PTSC M&C | PTSC M&C - Onshore
|  | 250 | 1P |  | 1.0 |  | FL2 | GREY | OVE |  |  | 30 |  | 7.3 | 10.4 | CHOKE VALVE POSITION FEEDBACK | KLAT-PZT-0210 | KLAT-MZD | T1 |  |  | HOLD | JUNCTION BOX | KLAT-IJB-0404 | KLAT-MZD | [7 empty] | PTSC M&C | PTSC M&C - Onshore
|  | 250 | 1P |  | 1.0 |  | FL2 | GREY | OVE |  |  | 30 |  | 7.3 | 10.4 | CHOKE VALVE POSITION FEEDBACK | KLAT-PZT-0211 | KLAT-MZD | T1 |  |  | HOLD | JUNCTION BOX | KLAT-IJB-0404 | KLAT-MZD | [7 empty] | PTSC M&C | PTSC M&C - Onshore
|  | 250 | 1P |  | 1.0 |  | FL2 | GREY | OVE |  |  | 30 |  | 7.3 | 10.4 | CHOKE VALVE POSITION FEEDBACK | KLAT-PZT-0212 | KLAT-MZD | T1 |  |  | HOLD | JUNCTION BOX | KLAT-IJB-0404 | KLAT-MZD | [7 empty] | PTSC M&C | PTSC M&C - Onshore
|  | 250 | 1P |  | 1.0 |  | FL2 | GREY | OVE |  |  | 30 |  | 7.3 | 10.4 | CHOKE VALVE POSITION FEEDBACK | KLAT-PZT-0213 | KLAT-MZD | T1 |  |  | HOLD | JUNCTION BOX | KLAT-IJB-0404 | KLAT-MZD | [7 empty] | PTSC M&C | PTSC M&C - Onshore
|  | 250 | 1P |  | 1.0 |  | FL2 | GREY | OVE |  |  | 30 |  | 7.3 | 10.4 | CHOKE VALVE POSITION FEEDBACK | KLAT-PZT-0214 | KLAT-MZD | T1 |  |  | HOLD | JUNCTION BOX | KLAT-IJB-0404 | KLAT-MZD | [7 empty] | PTSC M&C | PTSC M&C - Onshore
|  | 250 | 1P |  | 1.0 |  | FL2 | GREY | OVE |  |  | 30 |  | 7.3 | 10.4 | CHOKE VALVE POSITION FEEDBACK | KLAT-PZT-0215 | KLAT-MZD | T1 |  |  | HOLD | JUNCTION BOX | KLAT-IJB-0404 | KLAT-MZD | [7 empty] | PTSC M&C | PTSC M&C - Onshore
|  | 250 | 1P |  | 1.0 |  | FL2 | GREY | OVE |  |  | 30 |  | 7.3 | 10.4 | CHOKE VALVE POSITION FEEDBACK | KLAT-PZT-0216 | KLAT-MZD | T1 |  |  | HOLD | JUNCTION BOX | KLAT-IJB-0404 | KLAT-MZD | [7 empty] | PTSC M&C | PTSC M&C - Onshore
|  | 250 | 1P |  | 1.0 |  | FL2 | GREY | OVE |  |  | 30 |  | 7.3 | 10.4 | CHOKE VALVE POSITION FEEDBACK | KLAT-PZT-0217 | KLAT-MZD | T1 |  |  | HOLD | JUNCTION BOX | KLAT-IJB-0404 | KLAT-MZD | [7 empty] | PTSC M&C | PTSC M&C - Onshore
|  | 250 | 1P |  | 1.0 |  | FL2 | GREY | OVE |  |  | 30 |  | 7.3 | 10.4 | CHOKE VALVE POSITION FEEDBACK | KLAT-PZT-0218 | KLAT-MZD | T1 |  |  | HOLD | JUNCTION BOX | KLAT-IJB-0404 | KLAT-MZD | [7 empty] | PTSC M&C | PTSC M&C - Onshore
|  | 250 | 1P |  | 1.0 |  | FL2 | GREY | OVE |  |  | 30 |  | 7.3 | 10.4 | CHOKE VALVE POSITION FEEDBACK | KLAT-PZT-0219 | KLAT-MZD | T1 |  |  | HOLD | JUNCTION BOX | KLAT-IJB-0404 | KLAT-MZD | [7 empty] | PTSC M&C | PTSC M&C - Onshore
|  | 250 | 1P |  | 1.0 |  | FL2 | GREY | OVE |  |  | 30 |  | 7.3 | 10.4 | CHOKE VALVE POSITION FEEDBACK | KLAT-PZT-0220 | KLAT-MZD | T1 |  |  | HOLD | JUNCTION BOX | KLAT-IJB-0404 | KLAT-MZD | [7 empty] | PTSC M&C | PTSC M&C - Onshore
|  | 250 | 24P |  | 1.0 |  | FL2 | GREY | OVE |  |  | 60 |  | 26.5 | 30.6 | JUNCTION BOX | KLAT-IJB-0405 | KLAT-MZD | T1 |  |  | HOLD | PCS MARSHALLING CABINET | HOLD 1 | KLAT-EIR | [7 empty] | PTSC M&C | PTSC M&C - Onshore
|  | 250 | 2P |  | 1.0 |  | FL2 | GREY | OVE |  |  | 30 |  | 10.8 | 14 | OPEN & CLOSE STATUS VALVE | KLAT-XZSO/XZSC-0701 | KLAT-MZD | T1 |  |  | HOLD | JUNCTION BOX | KLAT-IJB-0405 | KLAT-MZD | [7 empty] | PTSC M&C | PTSC M&C - Onshore
|  | 250 | 2P |  | 1.0 |  | FL2 | GREY | OVE |  |  | 30 |  | 10.8 | 14 | OPEN & CLOSE STATUS VALVE | KLAT-XZSO/XZSC-0702 | KLAT-MZD | T1 |  |  | HOLD | JUNCTION BOX | KLAT-IJB-0405 | KLAT-MZD | [7 empty] | PTSC M&C | PTSC M&C - Onshore
|  | 250 | 2P |  | 1.0 |  | FL2 | GREY | OVE |  |  | 30 |  | 10.8 | 14 | OPEN & CLOSE STATUS VALVE | KLAT-XZSO/XZSC-0706 | KLAT-MZD | T1 |  |  | HOLD | JUNCTION BOX | KLAT-IJB-0405 | KLAT-MZD | [7 empty] | PTSC M&C | PTSC M&C - Onshore
|  | 250 | 2P |  | 1.0 |  | FL2 | GREY | OVE |  |  | 30 |  | 10.8 | 14 | OPEN & CLOSE STATUS VALVE | KLAT-XZSO/XZSC-0707 | KLAT-MZD | T1 |  |  | HOLD | JUNCTION BOX | KLAT-IJB-0405 | KLAT-MZD | [7 empty] | PTSC M&C | PTSC M&C - Onshore
|  | 250 | 2P |  | 1.0 |  | FL2 | GREY | OVE |  |  | 30 |  | 10.8 | 14 | OPEN & CLOSE STATUS VALVE | KLAT-XZSO/XZSC-0711 | KLAT-MZD | T1 |  |  | HOLD | JUNCTION BOX | KLAT-IJB-0405 | KLAT-MZD | [7 empty] | PTSC M&C | PTSC M&C - Onshore
|  | 250 | 2P |  | 1.0 |  | FL2 | GREY | OVE |  |  | 30 |  | 10.8 | 14 | OPEN & CLOSE STATUS VALVE | KLAT-XZSO/XZSC-0712 | KLAT-MZD | T1 |  |  | HOLD | JUNCTION BOX | KLAT-IJB-0405 | KLAT-MZD | [7 empty] | PTSC M&C | PTSC M&C - Onshore
|  | 250 | 2P |  | 1.0 |  | FL2 | GREY | OVE |  |  | 30 |  | 10.8 | 14 | OPEN & CLOSE STATUS VALVE | KLAT-XZSO/XZSC-0716 | KLAT-MZD | T1 |  |  | HOLD | JUNCTION BOX | KLAT-IJB-0405 | KLAT-MZD | [7 empty] | PTSC M&C | PTSC M&C - Onshore
|  | 250 | 2P |  | 1.0 |  | FL2 | GREY | OVE |  |  | 30 |  | 10.8 | 14 | OPEN & CLOSE STATUS VALVE | KLAT-XZSO/XZSC-0717 | KLAT-MZD | T1 |  |  | HOLD | JUNCTION BOX | KLAT-IJB-0405 | KLAT-MZD | [7 empty] | PTSC M&C | PTSC M&C - Onshore
|  | 250 | 2P |  | 1.0 |  | FL2 | GREY | OVE |  |  | 30 |  | 10.8 | 14 | OPEN & CLOSE STATUS VALVE | KLAT-XZSO/XZSC-0719 | KLAT-MZD | T1 |  |  | HOLD | JUNCTION BOX | KLAT-IJB-0405 | KLAT-MZD | [7 empty] | PTSC M&C | PTSC M&C - Onshore
|  | 250 | 2P |  | 1.0 |  | FL2 | GREY | OVE |  |  | 30 |  | 10.8 | 14 | OPEN & CLOSE STATUS VALVE | KLAT-XZSO/XZSC-0720 | KLAT-MZD | T1 |  |  | HOLD | JUNCTION BOX | KLAT-IJB-0405 | KLAT-MZD | [7 empty] | PTSC M&C | PTSC M&C - Onshore
|  | 250 | 24P |  | 1.0 |  | FL2 | GREY | OVE |  |  | 60 |  | 26.5 | 30.6 | JUNCTION BOX | KLAT-IJB-0406 | KLAT-MZD | T1 |  |  | HOLD | PCS MARSHALLING CABINET | HOLD 1 | KLAT-EIR | [7 empty] | PTSC M&C | PTSC M&C - Onshore
|  | 250 | 2P |  | 1.0 |  | FL2 | GREY | OVE |  |  | 30 |  | 10.8 | 14 | OPEN & CLOSE STATUS VALVE | KLAT-XZSO/XZSC-0703 | KLAT-MZD | T1 |  |  | HOLD | JUNCTION BOX | KLAT-IJB-0406 | KLAT-MZD | [7 empty] | PTSC M&C | PTSC M&C - Onshore
|  | 250 | 2P |  | 1.0 |  | FL2 | GREY | OVE |  |  | 30 |  | 10.8 | 14 | OPEN & CLOSE STATUS VALVE | KLAT-XZSO/XZSC-0704 | KLAT-MZD | T1 |  |  | HOLD | JUNCTION BOX | KLAT-IJB-0406 | KLAT-MZD | [7 empty] | PTSC M&C | PTSC M&C - Onshore
|  | 250 | 2P |  | 1.0 |  | FL2 | GREY | OVE |  |  | 30 |  | 10.8 | 14 | OPEN & CLOSE STATUS VALVE | KLAT-XZSO/XZSC-0705 | KLAT-MZD | T1 |  |  | HOLD | JUNCTION BOX | KLAT-IJB-0406 | KLAT-MZD | [7 empty] | PTSC M&C | PTSC M&C - Onshore
|  | 250 | 2P |  | 1.0 |  | FL2 | GREY | OVE |  |  | 30 |  | 10.8 | 14 | OPEN & CLOSE STATUS VALVE | KLAT-XZSO/XZSC-0708 | KLAT-MZD | T1 |  |  | HOLD | JUNCTION BOX | KLAT-IJB-0406 | KLAT-MZD | [7 empty] | PTSC M&C | PTSC M&C - Onshore
|  | 250 | 2P |  | 1.0 |  | FL2 | GREY | OVE |  |  | 30 |  | 10.8 | 14 | OPEN & CLOSE STATUS VALVE | KLAT-XZSO/XZSC-0709 | KLAT-MZD | T1 |  |  | HOLD | JUNCTION BOX | KLAT-IJB-0406 | KLAT-MZD | [7 empty] | PTSC M&C | PTSC M&C - Onshore
|  | 250 | 2P |  | 1.0 |  | FL2 | GREY | OVE |  |  | 30 |  | 10.8 | 14 | OPEN & CLOSE STATUS VALVE | KLAT-XZSO/XZSC-0710 | KLAT-MZD | T1 |  |  | HOLD | JUNCTION BOX | KLAT-IJB-0406 | KLAT-MZD | [7 empty] | PTSC M&C | PTSC M&C - Onshore
|  | 250 | 2P |  | 1.0 |  | FL2 | GREY | OVE |  |  | 30 |  | 10.8 | 14 | OPEN & CLOSE STATUS VALVE | KLAT-XZSO/XZSC-0713 | KLAT-MZD | T1 |  |  | HOLD | JUNCTION BOX | KLAT-IJB-0406 | KLAT-MZD | [7 empty] | PTSC M&C | PTSC M&C - Onshore
|  | 250 | 2P |  | 1.0 |  | FL2 | GREY | OVE |  |  | 30 |  | 10.8 | 14 | OPEN & CLOSE STATUS VALVE | KLAT-XZSO/XZSC-0714 | KLAT-MZD | T1 |  |  | HOLD | JUNCTION BOX | KLAT-IJB-0406 | KLAT-MZD | [7 empty] | PTSC M&C | PTSC M&C - Onshore
|  | 250 | 2P |  | 1.0 |  | FL2 | GREY | OVE |  |  | 30 |  | 10.8 | 14 | OPEN & CLOSE STATUS VALVE | KLAT-XZSO/XZSC-0715 | KLAT-MZD | T1 |  |  | HOLD | JUNCTION BOX | KLAT-IJB-0406 | KLAT-MZD | [7 empty] | PTSC M&C | PTSC M&C - Onshore
|  | 250 | 2P |  | 1.0 |  | FL2 | GREY | OVE |  |  | 30 |  | 10.8 | 14 | OPEN & CLOSE STATUS VALVE | KLAT-XZSO/XZSC-0718 | KLAT-MZD | T1 |  |  | HOLD | JUNCTION BOX | KLAT-IJB-0406 | KLAT-MZD | [7 empty] | PTSC M&C | PTSC M&C - Onshore
|  | 250 | 24P |  | 1.0 |  | FL4 | GREY | IND & OVE |  |  | 60 |  | 29.8 | 34.1 | JUNCTION BOX | KLAT-IJB-0407 | KLAT-MZD | T1 |  |  | HOLD | PCS MARSHALLING CABINET | HOLD 1 | KLAT-EIR | [7 empty] | PTSC M&C | PTSC M&C - Onshore
|  | 250 | 1P |  | 1.0 |  | FL2 | GREY | OVE |  |  | 30 |  | 7.3 | 10.4 | TEMPERATURE TRANSMITTER | KLAT-TIT-0201 | KLAT-MZD | T1 |  |  | HOLD | JUNCTION BOX | KLAT-IJB-0407 | KLAT-MZD | [7 empty] | PTSC M&C | PTSC M&C - Onshore
|  | 250 | 1P |  | 1.0 |  | FL2 | GREY | OVE |  |  | 30 |  | 7.3 | 10.4 | TEMPERATURE TRANSMITTER | KLAT-TIT-0206 | KLAT-MZD | T1 |  |  | HOLD | JUNCTION BOX | KLAT-IJB-0407 | KLAT-MZD | [7 empty] | PTSC M&C | PTSC M&C - Onshore
|  | 250 | 1P |  | 1.0 |  | FL2 | GREY | OVE |  |  | 30 |  | 7.3 | 10.4 | TEMPERATURE TRANSMITTER | KLAT-TIT-0211 | KLAT-MZD | T1 |  |  | HOLD | JUNCTION BOX | KLAT-IJB-0407 | KLAT-MZD | [7 empty] | PTSC M&C | PTSC M&C - Onshore
|  | 250 | 1P |  | 1.0 |  | FL2 | GREY | OVE |  |  | 30 |  | 7.3 | 10.4 | TEMPERATURE TRANSMITTER | KLAT-TIT-0216 | KLAT-MZD | T1 |  |  | HOLD | JUNCTION BOX | KLAT-IJB-0407 | KLAT-MZD | [7 empty] | PTSC M&C | PTSC M&C - Onshore
|  | 250 | 1P |  | 1.0 |  | FL2 | GREY | OVE |  |  | 30 |  | 7.3 | 10.4 | TEMPERATURE TRANSMITTER | KLAT-TIT-0221 | KLAT-MZD | T1 |  |  | HOLD | JUNCTION BOX | KLAT-IJB-0407 | KLAT-MZD | [7 empty] | PTSC M&C | PTSC M&C - Onshore
|  | 250 | 1P |  | 1.0 |  | FL2 | GREY | OVE |  |  | 30 |  | 7.3 | 10.4 | TEMPERATURE TRANSMITTER | KLAT-TIT-0226 | KLAT-MZD | T1 |  |  | HOLD | JUNCTION BOX | KLAT-IJB-0407 | KLAT-MZD | [7 empty] | PTSC M&C | PTSC M&C - Onshore
|  | 250 | 1P |  | 1.0 |  | FL2 | GREY | OVE |  |  | 30 |  | 7.3 | 10.4 | TEMPERATURE TRANSMITTER | KLAT-TIT-0231 | KLAT-MZD | T1 |  |  | HOLD | JUNCTION BOX | KLAT-IJB-0407 | KLAT-MZD | [7 empty] | PTSC M&C | PTSC M&C - Onshore
|  | 250 | 1P |  | 1.0 |  | FL2 | GREY | OVE |  |  | 30 |  | 7.3 | 10.4 | TEMPERATURE TRANSMITTER | KLAT-TIT-0236 | KLAT-MZD | T1 |  |  | HOLD | JUNCTION BOX | KLAT-IJB-0407 | KLAT-MZD | [7 empty] | PTSC M&C | PTSC M&C - Onshore
|  | 250 | 1P |  | 1.0 |  | FL2 | GREY | OVE |  |  | 30 |  | 7.3 | 10.4 | TEMPERATURE TRANSMITTER | KLAT-TIT-0241 | KLAT-MZD | T1 |  |  | HOLD | JUNCTION BOX | KLAT-IJB-0407 | KLAT-MZD | [7 empty] | PTSC M&C | PTSC M&C - Onshore
|  | 250 | 1P |  | 1.0 |  | FL2 | GREY | OVE |  |  | 30 |  | 7.3 | 10.4 | TEMPERATURE TRANSMITTER | KLAT-TIT-0246 | KLAT-MZD | T1 |  |  | HOLD | JUNCTION BOX | KLAT-IJB-0407 | KLAT-MZD | [7 empty] | PTSC M&C | PTSC M&C - Onshore
|  | 250 | 1P |  | 1.0 |  | FL2 | GREY | OVE |  |  | 30 |  | 7.3 | 10.4 | TEMPERATURE TRANSMITTER | KLAT-TIT-0251 | KLAT-MZD | T1 |  |  | HOLD | JUNCTION BOX | KLAT-IJB-0407 | KLAT-MZD | [7 empty] | PTSC M&C | PTSC M&C - Onshore
|  | 250 | 1P |  | 1.0 |  | FL2 | GREY | OVE |  |  | 30 |  | 7.3 | 10.4 | TEMPERATURE TRANSMITTER | KLAT-TIT-0256 | KLAT-MZD | T1 |  |  | HOLD | JUNCTION BOX | KLAT-IJB-0407 | KLAT-MZD | [7 empty] | PTSC M&C | PTSC M&C - Onshore
|  | 250 | 1P |  | 1.0 |  | FL2 | GREY | OVE |  |  | 30 |  | 7.3 | 10.4 | TEMPERATURE TRANSMITTER | KLAT-TIT-0261 | KLAT-MZD | T1 |  |  | HOLD | JUNCTION BOX | KLAT-IJB-0407 | KLAT-MZD | [7 empty] | PTSC M&C | PTSC M&C - Onshore
|  | 250 | 1P |  | 1.0 |  | FL2 | GREY | OVE |  |  | 30 |  | 7.3 | 10.4 | TEMPERATURE TRANSMITTER | KLAT-TIT-0266 | KLAT-MZD | T1 |  |  | HOLD | JUNCTION BOX | KLAT-IJB-0407 | KLAT-MZD | [7 empty] | PTSC M&C | PTSC M&C - Onshore
|  | 250 | 1P |  | 1.0 |  | FL2 | GREY | OVE |  |  | 30 |  | 7.3 | 10.4 | TEMPERATURE TRANSMITTER | KLAT-TIT-0271 | KLAT-MZD | T1 |  |  | HOLD | JUNCTION BOX | KLAT-IJB-0407 | KLAT-MZD | [7 empty] | PTSC M&C | PTSC M&C - Onshore
|  | 250 | 1P |  | 1.0 |  | FL2 | GREY | OVE |  |  | 30 |  | 7.3 | 10.4 | TEMPERATURE TRANSMITTER | KLAT-TIT-0276 | KLAT-MZD | T1 |  |  | HOLD | JUNCTION BOX | KLAT-IJB-0407 | KLAT-MZD | [7 empty] | PTSC M&C | PTSC M&C - Onshore
|  | 250 | 1P |  | 1.0 |  | FL2 | GREY | OVE |  |  | 30 |  | 7.3 | 10.4 | TEMPERATURE TRANSMITTER | KLAT-TIT-0281 | KLAT-MZD | T1 |  |  | HOLD | JUNCTION BOX | KLAT-IJB-0407 | KLAT-MZD | [7 empty] | PTSC M&C | PTSC M&C - Onshore
|  | 250 | 1P |  | 1.0 |  | FL2 | GREY | OVE |  |  | 30 |  | 7.3 | 10.4 | TEMPERATURE TRANSMITTER | KLAT-TIT-0286 | KLAT-MZD | T1 |  |  | HOLD | JUNCTION BOX | KLAT-IJB-0407 | KLAT-MZD | [7 empty] | PTSC M&C | PTSC M&C - Onshore
|  | 250 | 1P |  | 1.0 |  | FL2 | GREY | OVE |  |  | 30 |  | 7.3 | 10.4 | TEMPERATURE TRANSMITTER | KLAT-TIT-0291 | KLAT-MZD | T1 |  |  | HOLD | JUNCTION BOX | KLAT-IJB-0407 | KLAT-MZD | [7 empty] | PTSC M&C | PTSC M&C - Onshore
|  | 250 | 1P |  | 1.0 |  | FL2 | GREY | OVE |  |  | 30 |  | 7.3 | 10.4 | TEMPERATURE TRANSMITTER | KLAT-TIT-0296 | KLAT-MZD | T1 |  |  | HOLD | JUNCTION BOX | KLAT-IJB-0407 | KLAT-MZD | [7 empty] | PTSC M&C | PTSC M&C - Onshore
|  | 250 | 24P |  | 1.0 |  | FL2 | GREY | OVE |  |  | 60 |  | 26.5 | 30.6 | JUNCTION BOX | KLAT-IJB-0408 | KLAT-MZD | T1 |  |  | HOLD | PCS MARSHALLING CABINET | HOLD 1 | KLAT-EIR | [7 empty] | PTSC M&C | PTSC M&C - Onshore
|  | 250 | 2P |  | 1.0 |  | FL2 | GREY | OVE |  |  | 30 |  | 10.8 | 14 | OPEN & CLOSE LIMIT SWITCH VALVE | KLAT-BZSO/BZSC-0601 | KLAT-MZD | T1 |  |  | HOLD | JUNCTION BOX | KLAT-IJB-0408 | KLAT-MZD | [7 empty] | PTSC M&C | PTSC M&C - Onshore
|  | 250 | 2P |  | 1.0 |  | FL2 | GREY | OVE |  |  | 30 |  | 10.8 | 14 | OPEN & CLOSE LIMIT SWITCH VALVE | KLAT-BZSO/BZSC-0801 | KLAT-MZD | T1 |  |  | HOLD | JUNCTION BOX | KLAT-IJB-0408 | KLAT-MZD | [7 empty] | PTSC M&C | PTSC M&C - Onshore
|  | 250 | 2P |  | 1.0 |  | FL2 | GREY | OVE |  |  | 30 |  | 10.8 | 14 | OPEN & CLOSE LIMIT SWITCH VALVE | KLAT-SZSO/SZSC-3801 | KLAT-MZD | T1 |  |  | HOLD | JUNCTION BOX | KLAT-IJB-0408 | KLAT-MZD | [7 empty] | PTSC M&C | PTSC M&C - Onshore
|  | 250 | 2P |  | 1.0 |  | FL2 | GREY | OVE |  |  | 30 |  | 10.8 | 14 | OPEN & CLOSE LIMIT SWITCH VALVE | KLAT-SZSO/SZSC-4002 | KLAT-MZD | T1 |  |  | HOLD | JUNCTION BOX | KLAT-IJB-0408 | KLAT-MZD | [7 empty] | PTSC M&C | PTSC M&C - Onshore
|  | 250 | 2P |  | 1.0 |  | FL2 | GREY | OVE |  |  | 30 |  | 10.8 | 14 | OPEN & CLOSE LIMIT SWITCH VALVE | KLAT-XZSO/XZSC-0622 | KLAT-MZD | T1 |  |  | HOLD | JUNCTION BOX | KLAT-IJB-0408 | KLAT-MZD | [7 empty] | PTSC M&C | PTSC M&C - Onshore
|  | 250 | 2P |  | 1.0 |  | FL2 | GREY | OVE |  |  | 30 |  | 10.8 | 14 | OPEN & CLOSE LIMIT SWITCH VALVE | KLAT-XZSO/XZSC-0623 | KLAT-MZD | T1 |  |  | HOLD | JUNCTION BOX | KLAT-IJB-0408 | KLAT-MZD | [7 empty] | PTSC M&C | PTSC M&C - Onshore
|  | 250 | 2P |  | 1.0 |  | FL2 | GREY | OVE |  |  | 30 |  | 10.8 | 14 | OPEN & CLOSE LIMIT SWITCH VALVE | KLAT-XZSO/XZSC-0624 | KLAT-MZD | T1 |  |  | HOLD | JUNCTION BOX | KLAT-IJB-0408 | KLAT-MZD | [7 empty] | PTSC M&C | PTSC M&C - Onshore
|  | 250 | 2P |  | 1.0 |  | FL2 | GREY | OVE |  |  | 30 |  | 10.8 | 14 | OPEN & CLOSE LIMIT SWITCH VALVE | KLAT-XZSO/XZSC-0625 | KLAT-MZD | T1 |  |  | HOLD | JUNCTION BOX | KLAT-IJB-0408 | KLAT-MZD | [7 empty] | PTSC M&C | PTSC M&C - Onshore
|  | 250 | 2P |  | 1.0 |  | FL2 | GREY | OVE |  |  | 30 |  | 10.8 | 14 | OPEN & CLOSE LIMIT SWITCH VALVE | KLAT-XZSO/XZSC-0721 | KLAT-MZD | T1 |  |  | HOLD | JUNCTION BOX | KLAT-IJB-0408 | KLAT-MZD | [7 empty] | PTSC M&C | PTSC M&C - Onshore
|  | 250 | 1P |  | 1.0 |  | FL2 | GREY | OVE |  |  | 30 |  | 7.3 | 10.4 | FLOW SWITCH | KLAT-FS-4701 | KLAT-MZD | T1 |  |  | HOLD | JUNCTION BOX | KLAT-IJB-0408 | KLAT-MZD | [7 empty] | PTSC M&C | PTSC M&C - Onshore
| KLAT-I-IJB0409-1 | 250 | 8P |  | 1.0 |  | FL2 | GREY | OVE |  |  | 60 |  | 16.3 | 19.8 | JUNCTION BOX | KLAT-IJB-0409 | KLAT-MZD | T1 |  |  | HOLD | PCS MARSHALLING CABINET | HOLD 1 | KLAT-EIR | [7 empty] | PTSC M&C | PTSC M&C - Onshore
|  | 250 | 1P |  | 1.0 |  | FL2 | GREY | OVE |  |  | 30 |  | 7.3 | 10.4 | PIG DETECTOR - NON INTRUSIVE | KLAT-XPI-3301 | KLAT-MZD | T1 |  |  | HOLD | JUNCTION BOX | KLAT-IJB-0409 | KLAT-MZD | [7 empty] | PTSC M&C | PTSC M&C - Onshore
|  | 250 | 1P |  | 1.0 |  | FL2 | GREY | OVE |  |  | 30 |  | 7.3 | 10.4 | PIG DETECTOR - NON INTRUSIVE | KLAT-XPI-3201 | KLAT-MZD | T1 |  |  | HOLD | JUNCTION BOX | KLAT-IJB-0409 | KLAT-MZD | [7 empty] | PTSC M&C | PTSC M&C - Onshore
|  | 250 | 1P |  | 1.0 |  | FL2 | GREY | OVE |  |  | 30 |  | 7.3 | 10.4 | PIG DETECTOR - NON INTRUSIVE | KLAT-XPI-3302 | KLAT-MZD | T1 |  |  | HOLD | JUNCTION BOX | KLAT-IJB-0409 | KLAT-MZD | [7 empty] | PTSC M&C | PTSC M&C - Onshore |  |  | FUTURE
|  | 250 | 1P |  | 1.0 |  | FL2 | GREY | OVE |  |  | 30 |  | 7.3 | 10.4 | PIG DETECTOR - NON INTRUSIVE | KLAT-XPI-3202 | KLAT-MZD | T1 |  |  | HOLD | JUNCTION BOX | KLAT-IJB-0409 | KLAT-MZD | [7 empty] | PTSC M&C | PTSC M&C - Onshore |  |  | FUTURE
|  | 250 | 1P |  | 1.0 |  | FL2 | GREY | OVE |  |  | 30 |  | 7.3 | 10.4 | PIG DETECTOR - NON INTRUSIVE | KLAT-XPI-3203 | KLAT-MZD | T1 |  |  | HOLD | JUNCTION BOX | KLAT-IJB-0409 | KLAT-MZD | [7 empty] | PTSC M&C | PTSC M&C - Onshore |  |  | FUTURE
|  | 250 | 1P |  | 1.0 |  | FL2 | GREY | OVE |  |  | 30 |  | 7.3 | 10.4 | PIG DETECTOR - NON INTRUSIVE | KLAT-XPI-3204 | KLAT-MZD | T1 |  |  | HOLD | JUNCTION BOX | KLAT-IJB-0409 | KLAT-MZD | [7 empty] | PTSC M&C | PTSC M&C - Onshore |  |  | FUTURE
| KLAT-IJB-0409-2 | 0.6/1K | 19C |  | 1.5 |  | FL9 | GREY | - |  |  | 60 |  | 21.2 | 25.1 | JUNCTION BOX | KLAT-IJB-0409 | KLAT-MZD | T1 |  |  | HOLD | PCS MARSHALLING CABINET | HOLD 1 | KLAT-EIR | [7 empty] | PTSC M&C | PTSC M&C - Onshore
|  | 0.6/1K | 2C |  | 1.5 |  | FL9 | GREY | - |  |  | 30 |  | 9.5 | 12.8 | PIG DETECTOR - NON INTRUSIVE | KLAT-XPI-3301-P | KLAT-MZD | T1 |  |  | HOLD | JUNCTION BOX | KLAT-IJB-0409 | KLAT-MZD | [7 empty] | PTSC M&C | PTSC M&C - Onshore
|  | 0.6/1K | 2C |  | 1.5 |  | FL9 | GREY | - |  |  | 30 |  | 9.5 | 12.8 | PIG DETECTOR - NON INTRUSIVE | KLAT-XPI-3201-P | KLAT-MZD | T1 |  |  | HOLD | JUNCTION BOX | KLAT-IJB-0409 | KLAT-MZD | [7 empty] | PTSC M&C | PTSC M&C - Onshore
|  | 0.6/1K | 2C |  | 1.5 |  | FL9 | GREY | - |  |  | 30 |  | 9.5 | 12.8 | PIG DETECTOR - NON INTRUSIVE | KLAT-XPI-3302-P | KLAT-MZD | T1 |  |  | HOLD | JUNCTION BOX | KLAT-IJB-0409 | KLAT-MZD | [7 empty] | PTSC M&C | PTSC M&C - Onshore |  |  | FUTURE
|  | 0.6/1K | 2C |  | 1.5 |  | FL9 | GREY | - |  |  | 30 |  | 9.5 | 12.8 | PIG DETECTOR - NON INTRUSIVE | KLAT-XPI-3202-P | KLAT-MZD | T1 |  |  | HOLD | JUNCTION BOX | KLAT-IJB-0409 | KLAT-MZD | [7 empty] | PTSC M&C | PTSC M&C - Onshore |  |  | FUTURE
|  | 0.6/1K | 2C |  | 1.5 |  | FL9 | GREY | - |  |  | 30 |  | 9.5 | 12.8 | PIG DETECTOR - NON INTRUSIVE | KLAT-XPI-3203-P | KLAT-MZD | T1 |  |  | HOLD | JUNCTION BOX | KLAT-IJB-0409 | KLAT-MZD | [7 empty] | PTSC M&C | PTSC M&C - Onshore |  |  | FUTURE
|  | 0.6/1K | 2C |  | 1.5 |  | FL9 | GREY | - |  |  | 30 |  | 9.5 | 12.8 | PIG DETECTOR - NON INTRUSIVE | KLAT-XPI-3204-P | KLAT-MZD | T1 |  |  | HOLD | JUNCTION BOX | KLAT-IJB-0409 | KLAT-MZD | [7 empty] | PTSC M&C | PTSC M&C - Onshore |  |  | FUTURE
|  | 250 | 8P |  | 1.0 |  | FL2 | GREY | OVE |  |  | 60 |  | 16.3 | 19.8 | CHEMICAL INJECTION SKID | KLAT-PK-5301 | KLAT-CD | T1 |  |  | HOLD | PCS MARSHALLING CABINET | HOLD 1 | KLAT-EIR | [7 empty] | PTSC M&C | PTSC M&C - Onshore
|  | 250 | 2P |  | 1.0 |  | FL2 | GREY | OVE |  |  | 60 |  | 10.8 | 14 | BATTERY BREAKER BOX | KLAT-BCB-6201A | KLAT-CD | T1 |  |  | HOLD | PCS MARSHALLING CABINET | HOLD 1 | KLAT-EIR | [7 empty] | PTSC M&C | PTSC M&C - Onshore
|  | 250 | 2P |  | 1.0 |  | FL2 | GREY | OVE |  |  | 60 |  | 10.8 | 14 | BATTERY BREAKER BOX | KLAT-BCB-6201B | KLAT-CD | T1 |  |  | HOLD | PCS MARSHALLING CABINET | HOLD 1 | KLAT-EIR | [7 empty] | PTSC M&C | PTSC M&C - Onshore
|  | 250 | 2P |  | 1.0 |  | FL2 | GREY | OVE |  |  | 60 |  | 10.8 | 14 | BATTERY BREAKER BOX | KLAT-BCB-6202A | KLAT-CD | T1 |  |  | HOLD | PCS MARSHALLING CABINET | HOLD 1 | KLAT-EIR | [7 empty] | PTSC M&C | PTSC M&C - Onshore
|  | 250 | 2P |  | 1.0 |  | FL2 | GREY | OVE |  |  | 60 |  | 10.8 | 14 | BATTERY BREAKER BOX | KLAT-BCB-6202B | KLAT-CD | T1 |  |  | HOLD | PCS MARSHALLING CABINET | HOLD 1 | KLAT-EIR | [7 empty] | PTSC M&C | PTSC M&C - Onshore
|  |  | 4Pr |  | 23AWG |  | ETH2 | BLACK | IND & OVE |  |  | 60 |  | 8.3 | 11.4 | GAS CHROMATOGRAPH SKID | KLAT-PK-0801 | KLAT-CD | T1 |  |  | HOLD | PCS SYSTEM CABINET | HOLD 1 | KLAT-EIR | [7 empty] | PTSC M&C | PTSC M&C - Onshore
|  |  | RS485 |  | RS485 |  | RS485 | BLACK | IND & OVE |  |  | 60 |  | 8.3 | 11.4 | NAVIGATIONAL AIDS - CENTRAL CONTROL PANEL | KLAT-NACP-8701 | KLAT-EIR | T1 |  |  | HOLD | PCS SYSTEM CABINET | HOLD 1 | KLAT-EIR | [7 empty] | PTSC M&C | PTSC M&C - Onshore
|  | 250 | 8P |  | 1.0 |  | FL2 | GREY | OVE |  |  | 60 |  | 16.3 | 19.8 | NAVIGATIONAL AIDS - CENTRAL CONTROL PANEL | KLAT-NACP-8701 | KLAT-CD | T1 |  |  | HOLD | PCS MARSHALLING CABINET | HOLD 1 | KLAT-EIR | [7 empty] | PTSC M&C | PTSC M&C - Onshore
|  |  | 4Pr |  | 23AWG |  | ETH2 | BLACK | IND & OVE |  |  | 60 |  | 8.3 | 11.4 | BOOSTER COMPRESSOR | KLAT-PK-0701 | KLAT-CD | T1 |  |  | HOLD | PCS SYSTEM CABINET | HOLD 1 | KLAT-EIR | [7 empty] | PTSC M&C | PTSC M&C - Onshore
|  | 250 | 8P |  | 1.0 |  | FL2 | GREY | OVE |  |  | 60 |  | 16.3 | 19.8 | BOOSTER COMPRESSOR | KLAT-PK-0701 | KLAT-CD | T1 |  |  | HOLD | PCS MARSHALLING CABINET | HOLD 1 | KLAT-EIR | [7 empty] | PTSC M&C | PTSC M&C - Onshore
|  | 250 | 4P |  | 1.0 |  | FL2 | GREY | OVE |  |  | 60 |  | 12.6 | 15.8 | BOOSTER COMPRESSOR | KLAT-PK-0701 | KLAT-CD | T1 |  |  | HOLD | PCS MARSHALLING CABINET | HOLD 1 | KLAT-EIR | [7 empty] | PTSC M&C | PTSC M&C - Onshore
|  |  | RS485 |  | RS485 |  | RS485 | BLACK | IND & OVE |  |  | 60 |  | 8.3 | 11.4 | 24VDC AC/DC CONVERTER | KLAT-CO-6201 | KLAT-CD | T1 |  |  | HOLD | PCS SYSTEM CABINET | HOLD 1 | KLAT-EIR | [7 empty] | PTSC M&C | PTSC M&C - Onshore
|  | 250 | 4P |  | 1.0 |  | FL2 | GREY | OVE |  |  | 60 |  | 12.6 | 15.8 | 24VDC AC/DC CONVERTER | KLAT-CO-6201 | KLAT-EIR | T1 |  |  | HOLD | PCS MARSHALLING CABINET | HOLD 1 | KLAT-EIR | [7 empty] | PTSC M&C | PTSC M&C - Onshore
|  |  | RS485 |  | RS485 |  | RS485 | BLACK | IND & OVE |  |  | 60 |  | 8.3 | 11.4 | 24VDC AC/DC CONVERTER | KLAT-CO-6202 | KLAT-CD | T1 |  |  | HOLD | PCS SYSTEM CABINET | HOLD 1 | KLAT-EIR | [7 empty] | PTSC M&C | PTSC M&C - Onshore
|  | 250 | 4P |  | 1.0 |  | FL2 | GREY | OVE |  |  | 60 |  | 12.6 | 15.8 | 24VDC AC/DC CONVERTER | KLAT-CO-6202 | KLAT-EIR | T1 |  |  | HOLD | PCS MARSHALLING CABINET | HOLD 1 | KLAT-EIR | [7 empty] | PTSC M&C | PTSC M&C - Onshore
|  | 250 | 2P |  | 1.0 |  | FL2 | GREY | OVE |  |  | 60 |  | 10.8 | 14 | MICROWAVE DIGITAL RADIO SYSTEM | KLAT-MDR-7301 | KLAT-EIR | T1 |  |  | HOLD | PCS MARSHALLING CABINET | HOLD 1 | KLAT-EIR | [7 empty] | PTSC M&C | PTSC M&C - Onshore
|  | 250 | 8P |  | 1.0 |  | FL2 | GREY | OVE |  |  | 60 |  | 16.3 | 19.8 | 24VDC DISTRIBUTION PANEL | KLAT-DDP-6201 | KLAT-EIR | T1 |  |  | HOLD | PCS MARSHALLING CABINET | HOLD 1 | KLAT-EIR | [7 empty] | PTSC M&C | PTSC M&C - Onshore
|  |  | 4Pr |  | 23AWG |  | ETH2 | BLACK | IND & OVE |  |  | 60 |  | 8.3 | 11.4 | DIESEL ENGINE GENERATOR | KLAT-DE-6002 | KLAT-MZD | T1 |  |  | HOLD | PCS SYSTEM CABINET | HOLD 1 | KLAT-EIR | [7 empty] | PTSC M&C | PTSC M&C - Onshore
|  | 250 | 4P |  | 1.0 |  | FL2 | GREY | OVE |  |  | 60 |  | 12.6 | 15.8 | DIESEL ENGINE GENERATOR | KLAT-DE-6002 | KLAT-MZD | T1 |  |  | HOLD | PCS MARSHALLING CABINET | HOLD 1 | KLAT-EIR | [7 empty] | PTSC M&C | PTSC M&C - Onshore
|  | 250 | 8P |  | 1.0 |  | FL2 | GREY | OVE |  |  | 60 |  | 16.3 | 19.8 | DIESEL ENGINE GENERATOR | KLAT-DE-6002 | KLAT-MZD | T1 |  |  | HOLD | PCS MARSHALLING CABINET | HOLD 1 | KLAT-EIR | [7 empty] | PTSC M&C | PTSC M&C - Onshore
|  |  | 4Pr |  | 23AWG |  | ETH2 | BLACK | IND & OVE |  |  | 60 |  | 8.3 | 11.4 | GAS ENGINE GENERATOR | KLAT-GE-6001 | KLAT-MZD | T1 |  |  | HOLD | PCS SYSTEM CABINET | HOLD 1 | KLAT-EIR | [7 empty] | PTSC M&C | PTSC M&C - Onshore
|  | 250 | 2P |  | 1.0 |  | FL2 | GREY | OVE |  |  | 60 |  | 10.8 | 14 | GAS ENGINE GENERATOR | KLAT-GE-6001 | KLAT-MZD | T1 |  |  | HOLD | PCS MARSHALLING CABINET | HOLD 1 | KLAT-EIR | [7 empty] | PTSC M&C | PTSC M&C - Onshore
|  | 250 | 8P |  | 1.0 |  | FL2 | GREY | OVE |  |  | 60 |  | 16.3 | 19.8 | GAS ENGINE GENERATOR | KLAT-GE-6001 | KLAT-MZD | T1 |  |  | HOLD | PCS MARSHALLING CABINET | HOLD 1 | KLAT-EIR | [7 empty] | PTSC M&C | PTSC M&C - Onshore
|  | 250 | 12P |  | 1.0 |  | FL2 | GREY | OVE |  |  | 60 |  | 19.6 | 23.3 | 400VAC INCOMING PANEL | KLAT-ADP-6501 | KLAT-EIR | T1 |  |  | HOLD | PCS MARSHALLING CABINET | HOLD 1 | KLAT-EIR | [7 empty] | PTSC M&C | PTSC M&C - Onshore
|  | 250 | 8P |  | 1.0 |  | FL2 | GREY | OVE |  |  | 60 |  | 16.3 | 19.8 | 400VAC INCOMING PANEL | KLAT-ADP-6501 | KLAT-EIR | T1 |  |  | HOLD | PCS MARSHALLING CABINET | HOLD 1 | KLAT-EIR | [7 empty] | PTSC M&C | PTSC M&C - Onshore
|  | 250 | 4P |  | 1.0 |  | FL2 | GREY | OVE |  |  | 60 |  | 12.6 | 15.8 | 400/230VAC DISTRIBUTION PANEL | KLAT-ADP-6601 | KLAT-EIR | T1 |  |  | HOLD | PCS MARSHALLING CABINET | HOLD 1 | KLAT-EIR | [7 empty] | PTSC M&C | PTSC M&C - Onshore
II | SDS CABLES
|  | 250 | 4P |  | 1.0 |  | FR2 | ORANGE | OVE |  |  | 60 |  | 17.2 | 21.5 | JUNCTION BOX | KLAT-XJB-0201 | KLAT-SCD | T1 |  |  | HOLD | SDS & FGS MARSHALLING CABINET | HOLD 1 | KLAT-EIR | [7 empty] | PTSC M&C | PTSC M&C - Onshore
|  | 250 | 1P |  | 1.0 |  | FR2 | ORANGE | OVE |  |  | 30 |  | 9.8 | 13.3 | EMERGENCY STATION PUSH BUTTON | KLAT-ESD-7101 | KLAT-SCD | T1 |  |  | HOLD | JUNCTION BOX | KLAT-XJB-0201 | KLAT-SCD | [7 empty] | PTSC M&C | PTSC M&C - Onshore
|  | 250 | 1P |  | 1.0 |  | FR2 | ORANGE | OVE |  |  | 30 |  | 9.8 | 13.3 | EMERGENCY STATION PUSH BUTTON | KLAT-ESD-7102 | KLAT-SCD | T1 |  |  | HOLD | JUNCTION BOX | KLAT-XJB-0201 | KLAT-SCD | [7 empty] | PTSC M&C | PTSC M&C - Onshore
|  | 0.6/1K | 37C |  | 1.5 |  | FR9 | ORANGE | - |  |  | 60 |  | 35.7 | 40.7 | JUNCTION BOX | KLAT-XJB-0201 | KLAT-SCD | T1 |  |  | HOLD | SDS & FGS MARSHALLING CABINET | HOLD 1 | KLAT-EIR | [7 empty] | PTSC M&C | PTSC M&C - Onshore
|  | 0.6/1K | 2C |  | 1.5 |  | FR9 | ORANGE | - |  |  | 30 |  | 11.8 | 15.4 | S/D VALVE-SOLENOID | KLAT-SXSV-0801 | KLAT-SCD | T1 |  |  | HOLD | JUNCTION BOX | KLAT-XJB-0201 | KLAT-SCD | [7 empty] | PTSC M&C | PTSC M&C - Onshore
|  | 0.6/1K | 2C |  | 1.5 |  | FR9 | ORANGE | - |  |  | 30 |  | 11.8 | 15.4 | S/D VALVE-SOLENOID | KLAT-SXSV-0802 | KLAT-SCD | T1 |  |  | HOLD | JUNCTION BOX | KLAT-XJB-0201 | KLAT-SCD | [7 empty] | PTSC M&C | PTSC M&C - Onshore
|  | 0.6/1K | 2C |  | 1.5 |  | FR9 | ORANGE | - |  |  | 30 |  | 11.8 | 15.4 | S/D VALVE-SOLENOID | KLAT-SXSV-0803 | KLAT-SCD | T1 |  |  | HOLD | JUNCTION BOX | KLAT-XJB-0201 | KLAT-SCD | [7 empty] | PTSC M&C | PTSC M&C - Onshore
|  | 0.6/1K | 2C |  | 1.5 |  | FR9 | ORANGE | - |  |  | 30 |  | 11.8 | 15.4 | S/D VALVE-SOLENOID | KLAT-SXSV-4002 | KLAT-SCD | T1 |  |  | HOLD | JUNCTION BOX | KLAT-XJB-0201 | KLAT-SCD | [7 empty] | PTSC M&C | PTSC M&C - Onshore
|  | 0.6/1K | 2C |  | 1.5 |  | FR9 | ORANGE | - |  |  | 30 |  | 11.8 | 15.4 | ON/OFF VALVE-SOLENOID | KLAT-XXSV-4001 | KLAT-SCD | T1 |  |  | HOLD | JUNCTION BOX | KLAT-XJB-0201 | KLAT-SCD | [7 empty] | PTSC M&C | PTSC M&C - Onshore
|  | 0.6/1K | 2C |  | 1.5 |  | FR9 | ORANGE | - |  |  | 30 |  | 11.8 | 15.4 | ON/OFF VALVE-SOLENOID | KLAT-XXSV-4003 | KLAT-SCD | T1 |  |  | HOLD | JUNCTION BOX | KLAT-XJB-0201 | KLAT-SCD | [7 empty] | PTSC M&C | PTSC M&C - Onshore
|  | 0.6/1K | 2C |  | 1.5 |  | FR9 | ORANGE | - |  |  | 30 |  | 11.8 | 15.4 | ON/OFF VALVE-SOLENOID | KLAT-XXSV-4004 | KLAT-SCD | T1 |  |  | HOLD | JUNCTION BOX | KLAT-XJB-0201 | KLAT-SCD | [7 empty] | PTSC M&C | PTSC M&C - Onshore
|  | 0.6/1K | 2C |  | 1.5 |  | FR9 | ORANGE | - |  |  | 30 |  | 11.8 | 15.4 | ON/OFF VALVE-SOLENOID | KLAT-XXSV-4102 | KLAT-SCD | T1 |  |  | HOLD | JUNCTION BOX | KLAT-XJB-0201 | KLAT-SCD | [7 empty] | PTSC M&C | PTSC M&C - Onshore
|  | 0.6/1K | 2C |  | 1.5 |  | FR9 | ORANGE | - |  |  | 30 |  | 11.8 | 15.4 | S/D VALVE-SOLENOID | KLAT-SXSV-0804 | KLAT-SCD | T1 |  |  | HOLD | JUNCTION BOX | KLAT-XJB-0201 | KLAT-SCD | [7 empty] | PTSC M&C | PTSC M&C - Onshore |  |  | FUTURE
|  | 0.6/1K | 2C |  | 1.5 |  | FR9 | ORANGE | - |  |  | 30 |  | 11.8 | 15.4 | S/D VALVE-SOLENOID | KLAT-SXSV-0805 | KLAT-SCD | T1 |  |  | HOLD | JUNCTION BOX | KLAT-XJB-0201 | KLAT-SCD | [7 empty] | PTSC M&C | PTSC M&C - Onshore |  |  | FUTURE
|  | 0.6/1K | 2C |  | 1.5 |  | FR9 | ORANGE | - |  |  | 30 |  | 11.8 | 15.4 | S/D VALVE-SOLENOID | KLAT-SXSV-0806 | KLAT-SCD | T1 |  |  | HOLD | JUNCTION BOX | KLAT-XJB-0201 | KLAT-SCD | [7 empty] | PTSC M&C | PTSC M&C - Onshore |  |  | FUTURE
|  | 0.6/1K | 2C |  | 1.5 |  | FR9 | ORANGE | - |  |  | 30 |  | 11.8 | 15.4 | S/D VALVE-SOLENOID | KLAT-SXSV-0807 | KLAT-SCD | T1 |  |  | HOLD | JUNCTION BOX | KLAT-XJB-0201 | KLAT-SCD | [7 empty] | PTSC M&C | PTSC M&C - Onshore |  |  | FUTURE
|  | 0.6/1K | 2C |  | 1.5 |  | FR9 | ORANGE | - |  |  | 30 |  | 11.8 | 15.4 | S/D VALVE-SOLENOID | KLAT-SXSV-0808 | KLAT-SCD | T1 |  |  | HOLD | JUNCTION BOX | KLAT-XJB-0201 | KLAT-SCD | [7 empty] | PTSC M&C | PTSC M&C - Onshore |  |  | FUTURE
|  | 0.6/1K | 2C |  | 1.5 |  | FR9 | ORANGE | - |  |  | 30 |  | 11.8 | 15.4 | S/D VALVE-SOLENOID | KLAT-SXSV-0809 | KLAT-SCD | T1 |  |  | HOLD | JUNCTION BOX | KLAT-XJB-0201 | KLAT-SCD | [7 empty] | PTSC M&C | PTSC M&C - Onshore |  |  | FUTURE
|  | 0.6/1K | 2C |  | 1.5 |  | FR9 | ORANGE | - |  |  | 30 |  | 11.8 | 15.4 | S/D VALVE-SOLENOID | KLAT-SXSV-0810 | KLAT-SCD | T1 |  |  | HOLD | JUNCTION BOX | KLAT-XJB-0201 | KLAT-SCD | [7 empty] | PTSC M&C | PTSC M&C - Onshore |  |  | FUTURE
|  | 250 | 24P |  | 1.0 |  | FR4 | ORANGE | IND & OVE |  |  | 60 |  | 39.2 | 45 | JUNCTION BOX | KLAT-XJB-0301 | KLAT-CD | T1 |  |  | HOLD | SDS & FGS MARSHALLING CABINET | HOLD 1 | KLAT-EIR | [7 empty] | PTSC M&C | PTSC M&C - Onshore
|  | 250 | 1P |  | 1.0 |  | FR2 | ORANGE | OVE |  |  | 30 |  | 9.8 | 13.3 | PRESSURE TRANSMITTER | KLAT-PIT-0102 | KLAT-CD | T1 |  |  | HOLD | SDS & FGS MARSHALLING CABINET | HOLD 1 | KLAT-EIR | [7 empty] | PTSC M&C | PTSC M&C - Onshore
|  | 250 | 1P |  | 1.0 |  | FR2 | ORANGE | OVE |  |  | 30 |  | 9.8 | 13.3 | PRESSURE TRANSMITTER | KLAT-PIT-0107 | KLAT-CD | T1 |  |  | HOLD | SDS & FGS MARSHALLING CABINET | HOLD 1 | KLAT-EIR | [7 empty] | PTSC M&C | PTSC M&C - Onshore
|  | 250 | 1P |  | 1.0 |  | FR2 | ORANGE | OVE |  |  | 30 |  | 9.8 | 13.3 | PRESSURE TRANSMITTER | KLAT-PIT-0112 | KLAT-CD | T1 |  |  | HOLD | SDS & FGS MARSHALLING CABINET | HOLD 1 | KLAT-EIR | [7 empty] | PTSC M&C | PTSC M&C - Onshore
|  | 250 | 1P |  | 1.0 |  | FR2 | ORANGE | OVE |  |  | 30 |  | 9.8 | 13.3 | PRESSURE TRANSMITTER | KLAT-PIT-0117 | KLAT-CD | T1 |  |  | HOLD | SDS & FGS MARSHALLING CABINET | HOLD 1 | KLAT-EIR | [7 empty] | PTSC M&C | PTSC M&C - Onshore
|  | 250 | 1P |  | 1.0 |  | FR2 | ORANGE | OVE |  |  | 30 |  | 9.8 | 13.3 | PRESSURE TRANSMITTER | KLAT-PIT-0122 | KLAT-CD | T1 |  |  | HOLD | SDS & FGS MARSHALLING CABINET | HOLD 1 | KLAT-EIR | [7 empty] | PTSC M&C | PTSC M&C - Onshore
|  | 250 | 1P |  | 1.0 |  | FR2 | ORANGE | OVE |  |  | 30 |  | 9.8 | 13.3 | PRESSURE TRANSMITTER | KLAT-PIT-0127 | KLAT-CD | T1 |  |  | HOLD | SDS & FGS MARSHALLING CABINET | HOLD 1 | KLAT-EIR | [7 empty] | PTSC M&C | PTSC M&C - Onshore
|  | 250 | 1P |  | 1.0 |  | FR2 | ORANGE | OVE |  |  | 30 |  | 9.8 | 13.3 | PRESSURE TRANSMITTER | KLAT-PIT-0132 | KLAT-CD | T1 |  |  | HOLD | SDS & FGS MARSHALLING CABINET | HOLD 1 | KLAT-EIR | [7 empty] | PTSC M&C | PTSC M&C - Onshore
|  | 250 | 1P |  | 1.0 |  | FR2 | ORANGE | OVE |  |  | 30 |  | 9.8 | 13.3 | PRESSURE TRANSMITTER | KLAT-PIT-0137 | KLAT-CD | T1 |  |  | HOLD | SDS & FGS MARSHALLING CABINET | HOLD 1 | KLAT-EIR | [7 empty] | PTSC M&C | PTSC M&C - Onshore
|  | 250 | 1P |  | 1.0 |  | FR2 | ORANGE | OVE |  |  | 30 |  | 9.8 | 13.3 | PRESSURE TRANSMITTER | KLAT-PIT-0142 | KLAT-CD | T1 |  |  | HOLD | SDS & FGS MARSHALLING CABINET | HOLD 1 | KLAT-EIR | [7 empty] | PTSC M&C | PTSC M&C - Onshore
|  | 250 | 1P |  | 1.0 |  | FR2 | ORANGE | OVE |  |  | 30 |  | 9.8 | 13.3 | PRESSURE TRANSMITTER | KLAT-PIT-0147 | KLAT-CD | T1 |  |  | HOLD | SDS & FGS MARSHALLING CABINET | HOLD 1 | KLAT-EIR | [7 empty] | PTSC M&C | PTSC M&C - Onshore
|  | 250 | 1P |  | 1.0 |  | FR2 | ORANGE | OVE |  |  | 30 |  | 9.8 | 13.3 | PRESSURE TRANSMITTER | KLAT-PIT-0152 | KLAT-CD | T1 |  |  | HOLD | SDS & FGS MARSHALLING CABINET | HOLD 1 | KLAT-EIR | [7 empty] | PTSC M&C | PTSC M&C - Onshore
|  | 250 | 1P |  | 1.0 |  | FR2 | ORANGE | OVE |  |  | 30 |  | 9.8 | 13.3 | PRESSURE TRANSMITTER | KLAT-PIT-0157 | KLAT-CD | T1 |  |  | HOLD | SDS & FGS MARSHALLING CABINET | HOLD 1 | KLAT-EIR | [7 empty] | PTSC M&C | PTSC M&C - Onshore
|  | 250 | 1P |  | 1.0 |  | FR2 | ORANGE | OVE |  |  | 30 |  | 9.8 | 13.3 | PRESSURE TRANSMITTER | KLAT-PIT-0162 | KLAT-CD | T1 |  |  | HOLD | SDS & FGS MARSHALLING CABINET | HOLD 1 | KLAT-EIR | [7 empty] | PTSC M&C | PTSC M&C - Onshore
|  | 250 | 1P |  | 1.0 |  | FR2 | ORANGE | OVE |  |  | 30 |  | 9.8 | 13.3 | PRESSURE TRANSMITTER | KLAT-PIT-0167 | KLAT-CD | T1 |  |  | HOLD | SDS & FGS MARSHALLING CABINET | HOLD 1 | KLAT-EIR | [7 empty] | PTSC M&C | PTSC M&C - Onshore
|  | 250 | 1P |  | 1.0 |  | FR2 | ORANGE | OVE |  |  | 30 |  | 9.8 | 13.3 | PRESSURE TRANSMITTER | KLAT-PIT-0172 | KLAT-CD | T1 |  |  | HOLD | SDS & FGS MARSHALLING CABINET | HOLD 1 | KLAT-EIR | [7 empty] | PTSC M&C | PTSC M&C - Onshore
|  | 250 | 1P |  | 1.0 |  | FR2 | ORANGE | OVE |  |  | 30 |  | 9.8 | 13.3 | PRESSURE TRANSMITTER | KLAT-PIT-0177 | KLAT-CD | T1 |  |  | HOLD | SDS & FGS MARSHALLING CABINET | HOLD 1 | KLAT-EIR | [7 empty] | PTSC M&C | PTSC M&C - Onshore
|  | 250 | 1P |  | 1.0 |  | FR2 | ORANGE | OVE |  |  | 30 |  | 9.8 | 13.3 | PRESSURE TRANSMITTER | KLAT-PIT-0182 | KLAT-CD | T1 |  |  | HOLD | SDS & FGS MARSHALLING CABINET | HOLD 1 | KLAT-EIR | [7 empty] | PTSC M&C | PTSC M&C - Onshore
|  | 250 | 1P |  | 1.0 |  | FR2 | ORANGE | OVE |  |  | 30 |  | 9.8 | 13.3 | PRESSURE TRANSMITTER | KLAT-PIT-0187 | KLAT-CD | T1 |  |  | HOLD | SDS & FGS MARSHALLING CABINET | HOLD 1 | KLAT-EIR | [7 empty] | PTSC M&C | PTSC M&C - Onshore
|  | 250 | 1P |  | 1.0 |  | FR2 | ORANGE | OVE |  |  | 30 |  | 9.8 | 13.3 | PRESSURE TRANSMITTER | KLAT-PIT-0192 | KLAT-CD | T1 |  |  | HOLD | SDS & FGS MARSHALLING CABINET | HOLD 1 | KLAT-EIR | [7 empty] | PTSC M&C | PTSC M&C - Onshore
|  | 250 | 1P |  | 1.0 |  | FR2 | ORANGE | OVE |  |  | 30 |  | 9.8 | 13.3 | PRESSURE TRANSMITTER | KLAT-PIT-0197 | KLAT-CD | T1 |  |  | HOLD | SDS & FGS MARSHALLING CABINET | HOLD 1 | KLAT-EIR | [7 empty] | PTSC M&C | PTSC M&C - Onshore
|  | 0.6/1K | 37C |  | 1.5 |  | FR9 | ORANGE | - |  |  | 60 |  | 35.7 | 40.7 | JUNCTION BOX | KLAT-XJB-0302 | KLAT-CD | T1 |  |  | HOLD | SDS & FGS MARSHALLING CABINET | HOLD 1 | KLAT-EIR | [7 empty] | PTSC M&C | PTSC M&C - Onshore
|  | 0.6/1K | 2C |  | 1.5 |  | FR9 | ORANGE | - |  |  | 30 |  | 11.8 | 15.4 | ON/OFF VALVE-SOLENOID | KLAT-XXSV-0601 | KLAT-CD | T1 |  |  | HOLD | JUNCTION BOX | KLAT-XJB-0302 | KLAT-CD | [7 empty] | PTSC M&C | PTSC M&C - Onshore
|  | 0.6/1K | 2C |  | 1.5 |  | FR9 | ORANGE | - |  |  | 30 |  | 11.8 | 15.4 | ON/OFF VALVE-SOLENOID | KLAT-XXSV-0602 | KLAT-CD | T1 |  |  | HOLD | JUNCTION BOX | KLAT-XJB-0302 | KLAT-CD | [7 empty] | PTSC M&C | PTSC M&C - Onshore
|  | 0.6/1K | 2C |  | 1.5 |  | FR9 | ORANGE | - |  |  | 30 |  | 11.8 | 15.4 | ON/OFF VALVE-SOLENOID | KLAT-XXSV-0606 | KLAT-CD | T1 |  |  | HOLD | JUNCTION BOX | KLAT-XJB-0302 | KLAT-CD | [7 empty] | PTSC M&C | PTSC M&C - Onshore
|  | 0.6/1K | 2C |  | 1.5 |  | FR9 | ORANGE | - |  |  | 30 |  | 11.8 | 15.4 | ON/OFF VALVE-SOLENOID | KLAT-XXSV-0607 | KLAT-CD | T1 |  |  | HOLD | JUNCTION BOX | KLAT-XJB-0302 | KLAT-CD | [7 empty] | PTSC M&C | PTSC M&C - Onshore
|  | 0.6/1K | 2C |  | 1.5 |  | FR9 | ORANGE | - |  |  | 30 |  | 11.8 | 15.4 | ON/OFF VALVE-SOLENOID | KLAT-XXSV-0611 | KLAT-CD | T1 |  |  | HOLD | JUNCTION BOX | KLAT-XJB-0302 | KLAT-CD | [7 empty] | PTSC M&C | PTSC M&C - Onshore
|  | 0.6/1K | 2C |  | 1.5 |  | FR9 | ORANGE | - |  |  | 30 |  | 11.8 | 15.4 | ON/OFF VALVE-SOLENOID | KLAT-XXSV-0612 | KLAT-CD | T1 |  |  | HOLD | JUNCTION BOX | KLAT-XJB-0302 | KLAT-CD | [7 empty] | PTSC M&C | PTSC M&C - Onshore
|  | 0.6/1K | 2C |  | 1.5 |  | FR9 | ORANGE | - |  |  | 30 |  | 11.8 | 15.4 | ON/OFF VALVE-SOLENOID | KLAT-XXSV-0617 | KLAT-CD | T1 |  |  | HOLD | JUNCTION BOX | KLAT-XJB-0302 | KLAT-CD | [7 empty] | PTSC M&C | PTSC M&C - Onshore
|  | 0.6/1K | 2C |  | 1.5 |  | FR9 | ORANGE | - |  |  | 30 |  | 11.8 | 15.4 | ON/OFF VALVE-SOLENOID | KLAT-XXSV-0801 | KLAT-CD | T1 |  |  | HOLD | JUNCTION BOX | KLAT-XJB-0302 | KLAT-CD | [7 empty] | PTSC M&C | PTSC M&C - Onshore
|  | 0.6/1K | 2C |  | 1.5 |  | FR9 | ORANGE | - |  |  | 30 |  | 11.8 | 15.4 | ON/OFF VALVE-SOLENOID | KLAT-XXSV-0802 | KLAT-CD | T1 |  |  | HOLD | JUNCTION BOX | KLAT-XJB-0302 | KLAT-CD | [7 empty] | PTSC M&C | PTSC M&C - Onshore
|  | 0.6/1K | 2C |  | 1.5 |  | FR9 | ORANGE | - |  |  | 30 |  | 11.8 | 15.4 | ON/OFF VALVE-SOLENOID | KLAT-XXSV-0806 | KLAT-CD | T1 |  |  | HOLD | JUNCTION BOX | KLAT-XJB-0302 | KLAT-CD | [7 empty] | PTSC M&C | PTSC M&C - Onshore
|  | 0.6/1K | 2C |  | 1.5 |  | FR9 | ORANGE | - |  |  | 30 |  | 11.8 | 15.4 | ON/OFF VALVE-SOLENOID | KLAT-XXSV-0807 | KLAT-CD | T1 |  |  | HOLD | JUNCTION BOX | KLAT-XJB-0302 | KLAT-CD | [7 empty] | PTSC M&C | PTSC M&C - Onshore
|  | 0.6/1K | 2C |  | 1.5 |  | FR9 | ORANGE | - |  |  | 30 |  | 11.8 | 15.4 | ON/OFF VALVE-SOLENOID | KLAT-XXSV-0811 | KLAT-CD | T1 |  |  | HOLD | JUNCTION BOX | KLAT-XJB-0302 | KLAT-CD | [7 empty] | PTSC M&C | PTSC M&C - Onshore
|  | 0.6/1K | 2C |  | 1.5 |  | FR9 | ORANGE | - |  |  | 30 |  | 11.8 | 15.4 | ON/OFF VALVE-SOLENOID | KLAT-XXSV-0812 | KLAT-CD | T1 |  |  | HOLD | JUNCTION BOX | KLAT-XJB-0302 | KLAT-CD | [7 empty] | PTSC M&C | PTSC M&C - Onshore
|  | 0.6/1K | 2C |  | 1.5 |  | FR9 | ORANGE | - |  |  | 30 |  | 11.8 | 15.4 | ON/OFF VALVE-SOLENOID | KLAT-XXSV-0817 | KLAT-CD | T1 |  |  | HOLD | JUNCTION BOX | KLAT-XJB-0302 | KLAT-CD | [7 empty] | PTSC M&C | PTSC M&C - Onshore
|  | 0.6/1K | 37C |  | 1.5 |  | FR9 | ORANGE | - |  |  | 60 |  | 35.7 | 40.7 | JUNCTION BOX | KLAT-XJB-0303 | KLAT-CD | T1 |  |  | HOLD | SDS & FGS MARSHALLING CABINET | HOLD 1 | KLAT-EIR | [7 empty] | PTSC M&C | PTSC M&C - Onshore
|  | 0.6/1K | 2C |  | 1.5 |  | FR9 | ORANGE | - |  |  | 30 |  | 11.8 | 15.4 | ON/OFF VALVE-SOLENOID | KLAT-XXSV-0613 | KLAT-CD | T1 |  |  | HOLD | JUNCTION BOX | KLAT-XJB-0302 | KLAT-CD | [7 empty] | PTSC M&C | PTSC M&C - Onshore
|  | 0.6/1K | 2C |  | 1.5 |  | FR9 | ORANGE | - |  |  | 30 |  | 11.8 | 15.4 | ON/OFF VALVE-SOLENOID | KLAT-XXSV-0614 | KLAT-CD | T1 |  |  | HOLD | JUNCTION BOX | KLAT-XJB-0302 | KLAT-CD | [7 empty] | PTSC M&C | PTSC M&C - Onshore
|  | 0.6/1K | 2C |  | 1.5 |  | FR9 | ORANGE | - |  |  | 30 |  | 11.8 | 15.4 | ON/OFF VALVE-SOLENOID | KLAT-XXSV-0615 | KLAT-CD | T1 |  |  | HOLD | JUNCTION BOX | KLAT-XJB-0302 | KLAT-CD | [7 empty] | PTSC M&C | PTSC M&C - Onshore
|  | 0.6/1K | 2C |  | 1.5 |  | FR9 | ORANGE | - |  |  | 30 |  | 11.8 | 15.4 | ON/OFF VALVE-SOLENOID | KLAT-XXSV-0616 | KLAT-CD | T1 |  |  | HOLD | JUNCTION BOX | KLAT-XJB-0302 | KLAT-CD | [7 empty] | PTSC M&C | PTSC M&C - Onshore
|  | 0.6/1K | 2C |  | 1.5 |  | FR9 | ORANGE | - |  |  | 30 |  | 11.8 | 15.4 | ON/OFF VALVE-SOLENOID | KLAT-XXSV-0618 | KLAT-CD | T1 |  |  | HOLD | JUNCTION BOX | KLAT-XJB-0302 | KLAT-CD | [7 empty] | PTSC M&C | PTSC M&C - Onshore
|  | 0.6/1K | 2C |  | 1.5 |  | FR9 | ORANGE | - |  |  | 30 |  | 11.8 | 15.4 | ON/OFF VALVE-SOLENOID | KLAT-XXSV-0619 | KLAT-CD | T1 |  |  | HOLD | JUNCTION BOX | KLAT-XJB-0302 | KLAT-CD | [7 empty] | PTSC M&C | PTSC M&C - Onshore
|  | 0.6/1K | 2C |  | 1.5 |  | FR9 | ORANGE | - |  |  | 30 |  | 11.8 | 15.4 | ON/OFF VALVE-SOLENOID | KLAT-XXSV-0620 | KLAT-CD | T1 |  |  | HOLD | JUNCTION BOX | KLAT-XJB-0302 | KLAT-CD | [7 empty] | PTSC M&C | PTSC M&C - Onshore
|  | 0.6/1K | 2C |  | 1.5 |  | FR9 | ORANGE | - |  |  | 30 |  | 11.8 | 15.4 | ON/OFF VALVE-SOLENOID | KLAT-XXSV-0813 | KLAT-CD | T1 |  |  | HOLD | JUNCTION BOX | KLAT-XJB-0302 | KLAT-CD | [7 empty] | PTSC M&C | PTSC M&C - Onshore
|  | 0.6/1K | 2C |  | 1.5 |  | FR9 | ORANGE | - |  |  | 30 |  | 11.8 | 15.4 | ON/OFF VALVE-SOLENOID | KLAT-XXSV-0814 | KLAT-CD | T1 |  |  | HOLD | JUNCTION BOX | KLAT-XJB-0302 | KLAT-CD | [7 empty] | PTSC M&C | PTSC M&C - Onshore
|  | 0.6/1K | 2C |  | 1.5 |  | FR9 | ORANGE | - |  |  | 30 |  | 11.8 | 15.4 | ON/OFF VALVE-SOLENOID | KLAT-XXSV-0815 | KLAT-CD | T1 |  |  | HOLD | JUNCTION BOX | KLAT-XJB-0302 | KLAT-CD | [7 empty] | PTSC M&C | PTSC M&C - Onshore
|  | 0.6/1K | 2C |  | 1.5 |  | FR9 | ORANGE | - |  |  | 30 |  | 11.8 | 15.4 | ON/OFF VALVE-SOLENOID | KLAT-XXSV-0816 | KLAT-CD | T1 |  |  | HOLD | JUNCTION BOX | KLAT-XJB-0302 | KLAT-CD | [7 empty] | PTSC M&C | PTSC M&C - Onshore
|  | 0.6/1K | 2C |  | 1.5 |  | FR9 | ORANGE | - |  |  | 30 |  | 11.8 | 15.4 | ON/OFF VALVE-SOLENOID | KLAT-XXSV-0818 | KLAT-CD | T1 |  |  | HOLD | JUNCTION BOX | KLAT-XJB-0302 | KLAT-CD | [7 empty] | PTSC M&C | PTSC M&C - Onshore
|  | 0.6/1K | 2C |  | 1.5 |  | FR9 | ORANGE | - |  |  | 30 |  | 11.8 | 15.4 | ON/OFF VALVE-SOLENOID | KLAT-XXSV-0819 | KLAT-CD | T1 |  |  | HOLD | JUNCTION BOX | KLAT-XJB-0302 | KLAT-CD | [7 empty] | PTSC M&C | PTSC M&C - Onshore
|  | 0.6/1K | 2C |  | 1.5 |  | FR9 | ORANGE | - |  |  | 30 |  | 11.8 | 15.4 | ON/OFF VALVE-SOLENOID | KLAT-XXSV-0820 | KLAT-CD | T1 |  |  | HOLD | JUNCTION BOX | KLAT-XJB-0302 | KLAT-CD | [7 empty] | PTSC M&C | PTSC M&C - Onshore
|  | 250 | 4P |  | 1.0 |  | FR2 | ORANGE | OVE |  |  | 60 |  | 17.2 | 21.5 | JUNCTION BOX | KLAT-XJB-0304 | KLAT-CD | T1 |  |  | HOLD | SDS & FGS MARSHALLING CABINET | HOLD 1 | KLAT-EIR | [7 empty] | PTSC M&C | PTSC M&C - Onshore
|  | 250 | 1P |  | 1.0 |  | FR2 | ORANGE | OVE |  |  | 30 |  | 9.8 | 13.3 | EMERGENCY STATION PUSH BUTTON | KLAT-ESD-7103 | KLAT-CD | T1 |  |  | HOLD | JUNCTION BOX | KLAT-XJB-0304 | KLAT-CD | [7 empty] | PTSC M&C | PTSC M&C - Onshore
|  | 250 | 1P |  | 1.0 |  | FR2 | ORANGE | OVE |  |  | 30 |  | 9.8 | 13.3 | EMERGENCY STATION PUSH BUTTON | KLAT-ESD-7104 | KLAT-CD | T1 |  |  | HOLD | JUNCTION BOX | KLAT-XJB-0304 | KLAT-CD | [7 empty] | PTSC M&C | PTSC M&C - Onshore
|  | 250 | 1P |  | 1.0 |  | FR2 | ORANGE | OVE |  |  | 30 |  | 9.8 | 13.3 | EMERGENCY STATION PUSH BUTTON | KLAT-ESD-7105 | KLAT-CD | T1 |  |  | HOLD | JUNCTION BOX | KLAT-XJB-0304 | KLAT-CD | [7 empty] | PTSC M&C | PTSC M&C - Onshore
|  | 0.6/1K | 37C |  | 1.5 |  | FR9 | ORANGE | - |  |  | 60 |  | 35.7 | 40.7 | JUNCTION BOX | KLAT-XJB-0304 | KLAT-CD | T1 |  |  | HOLD | SDS & FGS MARSHALLING CABINET | HOLD 1 | KLAT-EIR | [7 empty] | PTSC M&C | PTSC M&C - Onshore
|  | 0.6/1K | 2C |  | 1.5 |  | FR9 | ORANGE | - |  |  | 30 |  | 11.8 | 15.4 | ON/OFF VALVE-SOLENOID | KLAT-XXSV-0603 | KLAT-CD | T1 |  |  | HOLD | JUNCTION BOX | KLAT-XJB-0304 | KLAT-CD | [7 empty] | PTSC M&C | PTSC M&C - Onshore
|  | 0.6/1K | 2C |  | 1.5 |  | FR9 | ORANGE | - |  |  | 30 |  | 11.8 | 15.4 | ON/OFF VALVE-SOLENOID | KLAT-XXSV-0604 | KLAT-CD | T1 |  |  | HOLD | JUNCTION BOX | KLAT-XJB-0304 | KLAT-CD | [7 empty] | PTSC M&C | PTSC M&C - Onshore
|  | 0.6/1K | 2C |  | 1.5 |  | FR9 | ORANGE | - |  |  | 30 |  | 11.8 | 15.4 | ON/OFF VALVE-SOLENOID | KLAT-XXSV-0605 | KLAT-CD | T1 |  |  | HOLD | JUNCTION BOX | KLAT-XJB-0304 | KLAT-CD | [7 empty] | PTSC M&C | PTSC M&C - Onshore
|  | 0.6/1K | 2C |  | 1.5 |  | FR9 | ORANGE | - |  |  | 30 |  | 11.8 | 15.4 | ON/OFF VALVE-SOLENOID | KLAT-XXSV-0608 | KLAT-CD | T1 |  |  | HOLD | JUNCTION BOX | KLAT-XJB-0304 | KLAT-CD | [7 empty] | PTSC M&C | PTSC M&C - Onshore
|  | 0.6/1K | 2C |  | 1.5 |  | FR9 | ORANGE | - |  |  | 30 |  | 11.8 | 15.4 | ON/OFF VALVE-SOLENOID | KLAT-XXSV-0609 | KLAT-CD | T1 |  |  | HOLD | JUNCTION BOX | KLAT-XJB-0304 | KLAT-CD | [7 empty] | PTSC M&C | PTSC M&C - Onshore
|  | 0.6/1K | 2C |  | 1.5 |  | FR9 | ORANGE | - |  |  | 30 |  | 11.8 | 15.4 | ON/OFF VALVE-SOLENOID | KLAT-XXSV-0610 | KLAT-CD | T1 |  |  | HOLD | JUNCTION BOX | KLAT-XJB-0304 | KLAT-CD | [7 empty] | PTSC M&C | PTSC M&C - Onshore
|  | 0.6/1K | 2C |  | 1.5 |  | FR9 | ORANGE | - |  |  | 30 |  | 11.8 | 15.4 | ON/OFF VALVE-SOLENOID | KLAT-XXSV-0621 | KLAT-CD | T1 |  |  | HOLD | JUNCTION BOX | KLAT-XJB-0304 | KLAT-CD | [7 empty] | PTSC M&C | PTSC M&C - Onshore
|  | 0.6/1K | 2C |  | 1.5 |  | FR9 | ORANGE | - |  |  | 30 |  | 11.8 | 15.4 | ON/OFF VALVE-SOLENOID | KLAT-XXSV-0626 | KLAT-CD | T1 |  |  | HOLD | JUNCTION BOX | KLAT-XJB-0304 | KLAT-CD | [7 empty] | PTSC M&C | PTSC M&C - Onshore
|  | 0.6/1K | 2C |  | 1.5 |  | FR9 | ORANGE | - |  |  | 30 |  | 11.8 | 15.4 | ON/OFF VALVE-SOLENOID | KLAT-XXSV-0803 | KLAT-CD | T1 |  |  | HOLD | JUNCTION BOX | KLAT-XJB-0304 | KLAT-CD | [7 empty] | PTSC M&C | PTSC M&C - Onshore
|  | 0.6/1K | 2C |  | 1.5 |  | FR9 | ORANGE | - |  |  | 30 |  | 11.8 | 15.4 | ON/OFF VALVE-SOLENOID | KLAT-XXSV-0804 | KLAT-CD | T1 |  |  | HOLD | JUNCTION BOX | KLAT-XJB-0304 | KLAT-CD | [7 empty] | PTSC M&C | PTSC M&C - Onshore
|  | 0.6/1K | 2C |  | 1.5 |  | FR9 | ORANGE | - |  |  | 30 |  | 11.8 | 15.4 | ON/OFF VALVE-SOLENOID | KLAT-XXSV-0805 | KLAT-CD | T1 |  |  | HOLD | JUNCTION BOX | KLAT-XJB-0304 | KLAT-CD | [7 empty] | PTSC M&C | PTSC M&C - Onshore
|  | 0.6/1K | 2C |  | 1.5 |  | FR9 | ORANGE | - |  |  | 30 |  | 11.8 | 15.4 | ON/OFF VALVE-SOLENOID | KLAT-XXSV-0808 | KLAT-CD | T1 |  |  | HOLD | JUNCTION BOX | KLAT-XJB-0304 | KLAT-CD | [7 empty] | PTSC M&C | PTSC M&C - Onshore
|  | 0.6/1K | 2C |  | 1.5 |  | FR9 | ORANGE | - |  |  | 30 |  | 11.8 | 15.4 | ON/OFF VALVE-SOLENOID | KLAT-XXSV-0809 | KLAT-CD | T1 |  |  | HOLD | JUNCTION BOX | KLAT-XJB-0304 | KLAT-CD | [7 empty] | PTSC M&C | PTSC M&C - Onshore
|  | 0.6/1K | 2C |  | 1.5 |  | FR9 | ORANGE | - |  |  | 30 |  | 11.8 | 15.4 | ON/OFF VALVE-SOLENOID | KLAT-XXSV-0810 | KLAT-CD | T1 |  |  | HOLD | JUNCTION BOX | KLAT-XJB-0304 | KLAT-CD | [7 empty] | PTSC M&C | PTSC M&C - Onshore
|  | 0.6/1K | 2C |  | 1.5 |  | FR9 | ORANGE | - |  |  | 30 |  | 11.8 | 15.4 | ON/OFF VALVE-SOLENOID | KLAT-XXSV-0821 | KLAT-CD | T1 |  |  | HOLD | JUNCTION BOX | KLAT-XJB-0304 | KLAT-CD | [7 empty] | PTSC M&C | PTSC M&C - Onshore |  |  | FUTURE
|  | 250 | 16P |  | 1.0 |  | FR4 | ORANGE | IND & OVE |  |  | 60 |  | 31.6 | 36.6 | JUNCTION BOX | KLAT-XJB-0305 | KLAT-CD | T1 |  |  | HOLD | SDS & FGS MARSHALLING CABINET | HOLD 1 | KLAT-EIR | [7 empty] | PTSC M&C | PTSC M&C - Onshore
|  | 250 | 1P |  | 1.0 |  | FR2 | ORANGE | OVE |  |  | 30 |  | 9.8 | 13.3 | LEVEL TRANSMITTER - MAGNETIC | KLAT-LIT-4002 | KLAT-CD | T1 |  |  | HOLD | JUNCTION BOX | KLAT-XJB-0305 | KLAT-CD | [7 empty] | PTSC M&C | PTSC M&C - Onshore
|  | 250 | 1P |  | 1.0 |  | FR2 | ORANGE | OVE |  |  | 30 |  | 9.8 | 13.3 | LEVEL TRANSMITTER - MAGNETIC | KLAT-LIT-4101 | KLAT-CD | T1 |  |  | HOLD | JUNCTION BOX | KLAT-XJB-0305 | KLAT-CD | [7 empty] | PTSC M&C | PTSC M&C - Onshore
|  | 250 | 1P |  | 1.0 |  | FR2 | ORANGE | OVE |  |  | 30 |  | 9.8 | 13.3 | PRESSURE TRANSMITTER | KLAT-PIT-0802 | KLAT-CD | T1 |  |  | HOLD | JUNCTION BOX | KLAT-XJB-0305 | KLAT-CD | [7 empty] | PTSC M&C | PTSC M&C - Onshore
|  | 250 | 1P |  | 1.0 |  | FR2 | ORANGE | OVE |  |  | 30 |  | 9.8 | 13.3 | PRESSURE TRANSMITTER | KLAT-PIT-0804 | KLAT-CD | T1 |  |  | HOLD | JUNCTION BOX | KLAT-XJB-0305 | KLAT-CD | [7 empty] | PTSC M&C | PTSC M&C - Onshore |  |  | FUTURE
|  | 250 | 1P |  | 1.0 |  | FR2 | ORANGE | OVE |  |  | 30 |  | 9.8 | 13.3 | PRESSURE TRANSMITTER | KLAT-PIT-0805 | KLAT-CD | T1 |  |  | HOLD | JUNCTION BOX | KLAT-XJB-0305 | KLAT-CD | [7 empty] | PTSC M&C | PTSC M&C - Onshore |  |  | FUTURE
|  | 250 | 1P |  | 1.0 |  | FR2 | ORANGE | OVE |  |  | 30 |  | 9.8 | 13.3 | PRESSURE TRANSMITTER | KLAT-PIT-0806 | KLAT-CD | T1 |  |  | HOLD | JUNCTION BOX | KLAT-XJB-0305 | KLAT-CD | [7 empty] | PTSC M&C | PTSC M&C - Onshore
|  | 250 | 1P |  | 1.0 |  | FR2 | ORANGE | OVE |  |  | 30 |  | 9.8 | 13.3 | PRESSURE TRANSMITTER | KLAT-PIT-0807 | KLAT-CD | T1 |  |  | HOLD | JUNCTION BOX | KLAT-XJB-0305 | KLAT-CD | [7 empty] | PTSC M&C | PTSC M&C - Onshore |  |  | FUTURE
|  | 250 | 1P |  | 1.0 |  | FR2 | ORANGE | OVE |  |  | 30 |  | 9.8 | 13.3 | PRESSURE TRANSMITTER | KLAT-PIT-0808 | KLAT-CD | T1 |  |  | HOLD | JUNCTION BOX | KLAT-XJB-0305 | KLAT-CD | [7 empty] | PTSC M&C | PTSC M&C - Onshore |  |  | FUTURE
|  | 250 | 1P |  | 1.0 |  | FR2 | ORANGE | OVE |  |  | 30 |  | 9.8 | 13.3 | PRESSURE TRANSMITTER | KLAT-PIT-0809 | KLAT-CD | T1 |  |  | HOLD | JUNCTION BOX | KLAT-XJB-0305 | KLAT-CD | [7 empty] | PTSC M&C | PTSC M&C - Onshore |  |  | FUTURE
|  | 250 | 1P |  | 1.0 |  | FR2 | ORANGE | OVE |  |  | 30 |  | 9.8 | 13.3 | PRESSURE TRANSMITTER | KLAT-PIT-0810 | KLAT-CD | T1 |  |  | HOLD | JUNCTION BOX | KLAT-XJB-0305 | KLAT-CD | [7 empty] | PTSC M&C | PTSC M&C - Onshore |  |  | FUTURE
|  | 250 | 1P |  | 1.0 |  | FR2 | ORANGE | OVE |  |  | 30 |  | 9.8 | 13.3 | PRESSURE TRANSMITTER | KLAT-PIT-4002 | KLAT-CD | T1 |  |  | HOLD | JUNCTION BOX | KLAT-XJB-0305 | KLAT-CD | [7 empty] | PTSC M&C | PTSC M&C - Onshore
|  | 250 | 1P |  | 1.0 |  | FR2 | ORANGE | OVE |  |  | 30 |  | 9.8 | 13.3 | PRESSURE TRANSMITTER | KLAT-PIT-4101 | KLAT-CD | T1 |  |  | HOLD | JUNCTION BOX | KLAT-XJB-0305 | KLAT-CD | [7 empty] | PTSC M&C | PTSC M&C - Onshore
|  | 0.6/1K | 37C |  | 1.5 |  | FR9 | ORANGE | - |  |  | 60 |  | 35.7 | 40.7 | JUNCTION BOX (BY WHCP PACKAGE) | KLAT-XJB-0311 | KLAT-CD | T1 |  |  | HOLD | SDS & FGS MARSHALLING CABINET | HOLD 1 | KLAT-EIR | [7 empty] | PTSC M&C | PTSC M&C - Onshore
|  | 0.6/1K | 37C |  | 1.5 |  | FR9 | ORANGE | - |  |  | 60 |  | 35.7 | 40.7 | JUNCTION BOX (BY WHCP PACKAGE) | KLAT-XJB-0312 | KLAT-CD | T1 |  |  | HOLD | SDS & FGS MARSHALLING CABINET | HOLD 1 | KLAT-EIR | [7 empty] | PTSC M&C | PTSC M&C - Onshore
|  | 0.6/1K | 37C |  | 1.5 |  | FR9 | ORANGE | - |  |  | 60 |  | 35.7 | 40.7 | JUNCTION BOX (BY WHCP PACKAGE) | KLAT-XJB-0313 | KLAT-CD | T1 |  |  | HOLD | SDS & FGS MARSHALLING CABINET | HOLD 1 | KLAT-EIR | [7 empty] | PTSC M&C | PTSC M&C - Onshore
|  | 0.6/1K | 37C |  | 1.5 |  | FR9 | ORANGE | - |  |  | 60 |  | 35.7 | 40.7 | JUNCTION BOX (BY WHCP PACKAGE) | KLAT-XJB-0314 | KLAT-CD | T1 |  |  | HOLD | SDS & FGS MARSHALLING CABINET | HOLD 1 | KLAT-EIR | [7 empty] | PTSC M&C | PTSC M&C - Onshore
|  | 250 | 4P |  | 1.0 |  | FR4 | ORANGE | IND & OVE |  |  | 60 |  | 18.2 | 22.6 | JUNCTION BOX (BY WHCP PACKAGE) | KLAT-XJB-0315 | KLAT-CD | T1 |  |  | HOLD | SDS & FGS MARSHALLING CABINET | HOLD 1 | KLAT-EIR | [7 empty] | PTSC M&C | PTSC M&C - Onshore
|  | 250 | 24P |  | 1.0 |  | FR2 | ORANGE | OVE |  |  | 60 |  | 37.1 | 42.8 | JUNCTION BOX (BY WHCP PACKAGE) | KLAT-XJB-0316 | KLAT-CD | T1 |  |  | HOLD | SDS & FGS MARSHALLING CABINET | HOLD 1 | KLAT-EIR | [7 empty] | PTSC M&C | PTSC M&C - Onshore
|  | 250 | 8P |  | 1.0 |  | FR2 | ORANGE | OVE |  |  | 60 |  | 22.5 | 27.1 | JUNCTION BOX (BY WHCP PACKAGE) | KLAT-XJB-0317 | KLAT-CD | T1 |  |  | HOLD | SDS & FGS MARSHALLING CABINET | HOLD 1 | KLAT-EIR | [7 empty] | PTSC M&C | PTSC M&C - Onshore
|  | 0.6/1K | 37C |  | 1.5 |  | FR9 | ORANGE | - |  |  | 60 |  | 35.7 | 40.7 | JUNCTION BOX | KLAT-XJB-0401 | KLAT-MZD | T1 |  |  | HOLD | SDS & FGS MARSHALLING CABINET | HOLD 1 | KLAT-EIR | [7 empty] | PTSC M&C | PTSC M&C - Onshore
|  | 0.6/1K | 2C |  | 1.5 |  | FR9 | ORANGE | - |  |  | 30 |  | 11.8 | 15.4 | ON/OFF VALVE-SOLENOID | KLAT-XXSV-0701 | KLAT-MZD | T1 |  |  | HOLD | JUNCTION BOX | KLAT-XJB-0401 | KLAT-MZD | [7 empty] | PTSC M&C | PTSC M&C - Onshore
|  | 0.6/1K | 2C |  | 1.5 |  | FR9 | ORANGE | - |  |  | 30 |  | 11.8 | 15.4 | ON/OFF VALVE-SOLENOID | KLAT-XXSV-0702 | KLAT-MZD | T1 |  |  | HOLD | JUNCTION BOX | KLAT-XJB-0401 | KLAT-MZD | [7 empty] | PTSC M&C | PTSC M&C - Onshore
|  | 0.6/1K | 2C |  | 1.5 |  | FR9 | ORANGE | - |  |  | 30 |  | 11.8 | 15.4 | ON/OFF VALVE-SOLENOID | KLAT-XXSV-0706 | KLAT-MZD | T1 |  |  | HOLD | JUNCTION BOX | KLAT-XJB-0401 | KLAT-MZD | [7 empty] | PTSC M&C | PTSC M&C - Onshore
|  | 0.6/1K | 2C |  | 1.5 |  | FR9 | ORANGE | - |  |  | 30 |  | 11.8 | 15.4 | ON/OFF VALVE-SOLENOID | KLAT-XXSV-0707 | KLAT-MZD | T1 |  |  | HOLD | JUNCTION BOX | KLAT-XJB-0401 | KLAT-MZD | [7 empty] | PTSC M&C | PTSC M&C - Onshore
|  | 0.6/1K | 2C |  | 1.5 |  | FR9 | ORANGE | - |  |  | 30 |  | 11.8 | 15.4 | ON/OFF VALVE-SOLENOID | KLAT-XXSV-0711 | KLAT-MZD | T1 |  |  | HOLD | JUNCTION BOX | KLAT-XJB-0401 | KLAT-MZD | [7 empty] | PTSC M&C | PTSC M&C - Onshore
|  | 0.6/1K | 2C |  | 1.5 |  | FR9 | ORANGE | - |  |  | 30 |  | 11.8 | 15.4 | ON/OFF VALVE-SOLENOID | KLAT-XXSV-0712 | KLAT-MZD | T1 |  |  | HOLD | JUNCTION BOX | KLAT-XJB-0401 | KLAT-MZD | [7 empty] | PTSC M&C | PTSC M&C - Onshore
|  | 0.6/1K | 2C |  | 1.5 |  | FR9 | ORANGE | - |  |  | 30 |  | 11.8 | 15.4 | ON/OFF VALVE-SOLENOID | KLAT-XXSV-0713 | KLAT-MZD | T1 |  |  | HOLD | JUNCTION BOX | KLAT-XJB-0401 | KLAT-MZD | [7 empty] | PTSC M&C | PTSC M&C - Onshore
|  | 0.6/1K | 2C |  | 1.5 |  | FR9 | ORANGE | - |  |  | 30 |  | 11.8 | 15.4 | ON/OFF VALVE-SOLENOID | KLAT-XXSV-0714 | KLAT-MZD | T1 |  |  | HOLD | JUNCTION BOX | KLAT-XJB-0401 | KLAT-MZD | [7 empty] | PTSC M&C | PTSC M&C - Onshore
|  | 0.6/1K | 2C |  | 1.5 |  | FR9 | ORANGE | - |  |  | 30 |  | 11.8 | 15.4 | ON/OFF VALVE-SOLENOID | KLAT-XXSV-0715 | KLAT-MZD | T1 |  |  | HOLD | JUNCTION BOX | KLAT-XJB-0401 | KLAT-MZD | [7 empty] | PTSC M&C | PTSC M&C - Onshore
|  | 0.6/1K | 2C |  | 1.5 |  | FR9 | ORANGE | - |  |  | 30 |  | 11.8 | 15.4 | ON/OFF VALVE-SOLENOID | KLAT-XXSV-0716 | KLAT-MZD | T1 |  |  | HOLD | JUNCTION BOX | KLAT-XJB-0401 | KLAT-MZD | [7 empty] | PTSC M&C | PTSC M&C - Onshore
|  | 0.6/1K | 2C |  | 1.5 |  | FR9 | ORANGE | - |  |  | 30 |  | 11.8 | 15.4 | ON/OFF VALVE-SOLENOID | KLAT-XXSV-0717 | KLAT-MZD | T1 |  |  | HOLD | JUNCTION BOX | KLAT-XJB-0401 | KLAT-MZD | [7 empty] | PTSC M&C | PTSC M&C - Onshore
|  | 0.6/1K | 2C |  | 1.5 |  | FR9 | ORANGE | - |  |  | 30 |  | 11.8 | 15.4 | ON/OFF VALVE-SOLENOID | KLAT-XXSV-0718 | KLAT-MZD | T1 |  |  | HOLD | JUNCTION BOX | KLAT-XJB-0401 | KLAT-MZD | [7 empty] | PTSC M&C | PTSC M&C - Onshore
|  | 0.6/1K | 2C |  | 1.5 |  | FR9 | ORANGE | - |  |  | 30 |  | 11.8 | 15.4 | ON/OFF VALVE-SOLENOID | KLAT-XXSV-0719 | KLAT-MZD | T1 |  |  | HOLD | JUNCTION BOX | KLAT-XJB-0401 | KLAT-MZD | [7 empty] | PTSC M&C | PTSC M&C - Onshore
|  | 0.6/1K | 2C |  | 1.5 |  | FR9 | ORANGE | - |  |  | 30 |  | 11.8 | 15.4 | ON/OFF VALVE-SOLENOID | KLAT-XXSV-0720 | KLAT-MZD | T1 |  |  | HOLD | JUNCTION BOX | KLAT-XJB-0401 | KLAT-MZD | [7 empty] | PTSC M&C | PTSC M&C - Onshore
|  | 250 | 2P |  | 1.0 |  | FR2 | ORANGE | OVE |  |  | 60 |  | 15.1 | 19.3 | JUNCTION BOX | KLAT-XJB-0401 | KLAT-MZD | T1 |  |  | HOLD | SDS & FGS MARSHALLING CABINET | HOLD 1 | KLAT-EIR | [7 empty] | PTSC M&C | PTSC M&C - Onshore
|  | 250 | 1P |  | 1.0 |  | FR2 | ORANGE | OVE |  |  | 30 |  | 9.8 | 13.3 | EMERGENCY STATION PUSH BUTTON | KLAT-ESD-7106 | KLAT-MZD | T1 |  |  | HOLD | JUNCTION BOX | KLAT-XJB-0401 | KLAT-MZD | [7 empty] | PTSC M&C | PTSC M&C - Onshore
|  | 0.6/1K | 37C |  | 1.5 |  | FR9 | ORANGE | - |  |  | 60 |  | 35.7 | 40.7 | JUNCTION BOX | KLAT-XJB-0402 | KLAT-MZD | T1 |  |  | HOLD | SDS & FGS MARSHALLING CABINET | HOLD 1 | KLAT-EIR | [7 empty] | PTSC M&C | PTSC M&C - Onshore
|  | 0.6/1K | 2C |  | 1.5 |  | FR9 | ORANGE | - |  |  | 30 |  | 11.8 | 15.4 | ON/OFF VALVE-SOLENOID | KLAT-XXSV-0703 | KLAT-MZD | T1 |  |  | HOLD | JUNCTION BOX | KLAT-XJB-0402 | KLAT-MZD | [7 empty] | PTSC M&C | PTSC M&C - Onshore
|  | 0.6/1K | 2C |  | 1.5 |  | FR9 | ORANGE | - |  |  | 30 |  | 11.8 | 15.4 | ON/OFF VALVE-SOLENOID | KLAT-XXSV-0704 | KLAT-MZD | T1 |  |  | HOLD | JUNCTION BOX | KLAT-XJB-0402 | KLAT-MZD | [7 empty] | PTSC M&C | PTSC M&C - Onshore
|  | 0.6/1K | 2C |  | 1.5 |  | FR9 | ORANGE | - |  |  | 30 |  | 11.8 | 15.4 | ON/OFF VALVE-SOLENOID | KLAT-XXSV-0705 | KLAT-MZD | T1 |  |  | HOLD | JUNCTION BOX | KLAT-XJB-0402 | KLAT-MZD | [7 empty] | PTSC M&C | PTSC M&C - Onshore
|  | 0.6/1K | 2C |  | 1.5 |  | FR9 | ORANGE | - |  |  | 30 |  | 11.8 | 15.4 | ON/OFF VALVE-SOLENOID | KLAT-XXSV-0708 | KLAT-MZD | T1 |  |  | HOLD | JUNCTION BOX | KLAT-XJB-0402 | KLAT-MZD | [7 empty] | PTSC M&C | PTSC M&C - Onshore
|  | 0.6/1K | 2C |  | 1.5 |  | FR9 | ORANGE | - |  |  | 30 |  | 11.8 | 15.4 | ON/OFF VALVE-SOLENOID | KLAT-XXSV-0709 | KLAT-MZD | T1 |  |  | HOLD | JUNCTION BOX | KLAT-XJB-0402 | KLAT-MZD | [7 empty] | PTSC M&C | PTSC M&C - Onshore
|  | 0.6/1K | 2C |  | 1.5 |  | FR9 | ORANGE | - |  |  | 30 |  | 11.8 | 15.4 | ON/OFF VALVE-SOLENOID | KLAT-XXSV-0710 | KLAT-MZD | T1 |  |  | HOLD | JUNCTION BOX | KLAT-XJB-0402 | KLAT-MZD | [7 empty] | PTSC M&C | PTSC M&C - Onshore
|  | 0.6/1K | 2C |  | 1.5 |  | FR9 | ORANGE | - |  |  | 30 |  | 11.8 | 15.4 | ON/OFF VALVE-SOLENOID | KLAT-XXSV-0721 | KLAT-MZD | T1 |  |  | HOLD | JUNCTION BOX | KLAT-XJB-0402 | KLAT-MZD | [7 empty] | PTSC M&C | PTSC M&C - Onshore
|  | 0.6/1K | 2C |  | 1.5 |  | FR9 | ORANGE | - |  |  | 30 |  | 11.8 | 15.4 | B/D VALVE-SOLENOID | KLAT-BXSV-0601 | KLAT-MZD | T1 |  |  | HOLD | JUNCTION BOX | KLAT-XJB-0402 | KLAT-MZD | [7 empty] | PTSC M&C | PTSC M&C - Onshore
|  | 0.6/1K | 2C |  | 1.5 |  | FR9 | ORANGE | - |  |  | 30 |  | 11.8 | 15.4 | B/D VALVE-SOLENOID | KLAT-BXSV-0801 | KLAT-MZD | T1 |  |  | HOLD | JUNCTION BOX | KLAT-XJB-0402 | KLAT-MZD | [7 empty] | PTSC M&C | PTSC M&C - Onshore
|  | 0.6/1K | 2C |  | 1.5 |  | FR9 | ORANGE | - |  |  | 30 |  | 11.8 | 15.4 | S/D VALVE-SOLENOID | KLAT-SXSV-3801 | KLAT-MZD | T1 |  |  | HOLD | JUNCTION BOX | KLAT-XJB-0402 | KLAT-MZD | [7 empty] | PTSC M&C | PTSC M&C - Onshore
|  | 0.6/1K | 2C |  | 1.5 |  | FR9 | ORANGE | - |  |  | 30 |  | 11.8 | 15.4 | ON/OFF VALVE-SOLENOID | KLAT-XXSV-0622 | KLAT-MZD | T1 |  |  | HOLD | JUNCTION BOX | KLAT-XJB-0402 | KLAT-MZD | [7 empty] | PTSC M&C | PTSC M&C - Onshore
|  | 0.6/1K | 2C |  | 1.5 |  | FR9 | ORANGE | - |  |  | 30 |  | 11.8 | 15.4 | ON/OFF VALVE-SOLENOID | KLAT-XXSV-0623 | KLAT-MZD | T1 |  |  | HOLD | JUNCTION BOX | KLAT-XJB-0402 | KLAT-MZD | [7 empty] | PTSC M&C | PTSC M&C - Onshore
|  | 0.6/1K | 2C |  | 1.5 |  | FR9 | ORANGE | - |  |  | 30 |  | 11.8 | 15.4 | ON/OFF VALVE-SOLENOID | KLAT-XXSV-0624 | KLAT-MZD | T1 |  |  | HOLD | JUNCTION BOX | KLAT-XJB-0402 | KLAT-MZD | [7 empty] | PTSC M&C | PTSC M&C - Onshore
|  | 0.6/1K | 2C |  | 1.5 |  | FR9 | ORANGE | - |  |  | 30 |  | 11.8 | 15.4 | ON/OFF VALVE-SOLENOID | KLAT-XXSV-0625 | KLAT-MZD | T1 |  |  | HOLD | JUNCTION BOX | KLAT-XJB-0402 | KLAT-MZD | [7 empty] | PTSC M&C | PTSC M&C - Onshore
|  | 0.6/1K | 4P |  | 1.0 |  | FR2 | ORANGE | OVE |  |  | 60 |  | 17.2 | 21.5 | JUNCTION BOX | KLAT-XJB-0402 | KLAT-MZD | T1 |  |  | HOLD | SDS & FGS MARSHALLING CABINET | HOLD 1 | KLAT-EIR | [7 empty] | PTSC M&C | PTSC M&C - Onshore
|  | 250 | 1P |  | 1.0 |  | FR2 | ORANGE | OVE |  |  | 30 |  | 9.8 | 13.3 | EMERGENCY STATION PUSH BUTTON | KLAT-ESD-7107 | KLAT-UD | T1 |  |  | HOLD | JUNCTION BOX | KLAT-XJB-0402 | KLAT-UD | [7 empty] | PTSC M&C | PTSC M&C - Onshore
|  | 250 | 1P |  | 1.0 |  | FR2 | ORANGE | OVE |  |  | 30 |  | 9.8 | 13.3 | EMERGENCY STATION PUSH BUTTON | KLAT-ESD-7108 | KLAT-UD | T1 |  |  | HOLD | JUNCTION BOX | KLAT-XJB-0402 | KLAT-UD | [7 empty] | PTSC M&C | PTSC M&C - Onshore
|  | 250 | 24P |  | 1.0 |  | FR4 | ORANGE | IND & OVE |  |  | 60 |  | 39.2 | 45 | JUNCTION BOX | KLAT-XJB-0403 | KLAT-MZD | T1 |  |  | HOLD | SDS & FGS MARSHALLING CABINET | HOLD 1 | KLAT-EIR | [7 empty] | PTSC M&C | PTSC M&C - Onshore
|  | 250 | 1P |  | 1.0 |  | FR2 | ORANGE | OVE |  |  | 30 |  | 9.8 | 13.3 | PRESSURE TRANSMITTER | KLAT-PIT-0201 | KLAT-MZD | T1 |  |  | HOLD | JUNCTION BOX | KLAT-XJB-0403 | KLAT-MZD | [7 empty] | PTSC M&C | PTSC M&C - Onshore
|  | 250 | 1P |  | 1.0 |  | FR2 | ORANGE | OVE |  |  | 30 |  | 9.8 | 13.3 | PRESSURE TRANSMITTER | KLAT-PIT-0202 | KLAT-MZD | T1 |  |  | HOLD | JUNCTION BOX | KLAT-XJB-0403 | KLAT-MZD | [7 empty] | PTSC M&C | PTSC M&C - Onshore
|  | 250 | 1P |  | 1.0 |  | FR2 | ORANGE | OVE |  |  | 30 |  | 9.8 | 13.3 | PRESSURE TRANSMITTER | KLAT-PIT-0203 | KLAT-MZD | T1 |  |  | HOLD | JUNCTION BOX | KLAT-XJB-0403 | KLAT-MZD | [7 empty] | PTSC M&C | PTSC M&C - Onshore
|  | 250 | 1P |  | 1.0 |  | FR2 | ORANGE | OVE |  |  | 30 |  | 9.8 | 13.3 | PRESSURE TRANSMITTER | KLAT-PIT-0204 | KLAT-MZD | T1 |  |  | HOLD | JUNCTION BOX | KLAT-XJB-0403 | KLAT-MZD | [7 empty] | PTSC M&C | PTSC M&C - Onshore
|  | 250 | 1P |  | 1.0 |  | FR2 | ORANGE | OVE |  |  | 30 |  | 9.8 | 13.3 | PRESSURE TRANSMITTER | KLAT-PIT-0205 | KLAT-MZD | T1 |  |  | HOLD | JUNCTION BOX | KLAT-XJB-0403 | KLAT-MZD | [7 empty] | PTSC M&C | PTSC M&C - Onshore
|  | 250 | 1P |  | 1.0 |  | FR2 | ORANGE | OVE |  |  | 30 |  | 9.8 | 13.3 | PRESSURE TRANSMITTER | KLAT-PIT-0206 | KLAT-MZD | T1 |  |  | HOLD | JUNCTION BOX | KLAT-XJB-0403 | KLAT-MZD | [7 empty] | PTSC M&C | PTSC M&C - Onshore
|  | 250 | 1P |  | 1.0 |  | FR2 | ORANGE | OVE |  |  | 30 |  | 9.8 | 13.3 | PRESSURE TRANSMITTER | KLAT-PIT-0207 | KLAT-MZD | T1 |  |  | HOLD | JUNCTION BOX | KLAT-XJB-0403 | KLAT-MZD | [7 empty] | PTSC M&C | PTSC M&C - Onshore
|  | 250 | 1P |  | 1.0 |  | FR2 | ORANGE | OVE |  |  | 30 |  | 9.8 | 13.3 | PRESSURE TRANSMITTER | KLAT-PIT-0208 | KLAT-MZD | T1 |  |  | HOLD | JUNCTION BOX | KLAT-XJB-0403 | KLAT-MZD | [7 empty] | PTSC M&C | PTSC M&C - Onshore
|  | 250 | 1P |  | 1.0 |  | FR2 | ORANGE | OVE |  |  | 30 |  | 9.8 | 13.3 | PRESSURE TRANSMITTER | KLAT-PIT-0209 | KLAT-MZD | T1 |  |  | HOLD | JUNCTION BOX | KLAT-XJB-0403 | KLAT-MZD | [7 empty] | PTSC M&C | PTSC M&C - Onshore
|  | 250 | 1P |  | 1.0 |  | FR2 | ORANGE | OVE |  |  | 30 |  | 9.8 | 13.3 | PRESSURE TRANSMITTER | KLAT-PIT-0210 | KLAT-MZD | T1 |  |  | HOLD | JUNCTION BOX | KLAT-XJB-0403 | KLAT-MZD | [7 empty] | PTSC M&C | PTSC M&C - Onshore
|  | 250 | 1P |  | 1.0 |  | FR2 | ORANGE | OVE |  |  | 30 |  | 9.8 | 13.3 | PRESSURE TRANSMITTER | KLAT-PIT-0211 | KLAT-MZD | T1 |  |  | HOLD | JUNCTION BOX | KLAT-XJB-0403 | KLAT-MZD | [7 empty] | PTSC M&C | PTSC M&C - Onshore
|  | 250 | 1P |  | 1.0 |  | FR2 | ORANGE | OVE |  |  | 30 |  | 9.8 | 13.3 | PRESSURE TRANSMITTER | KLAT-PIT-0212 | KLAT-MZD | T1 |  |  | HOLD | JUNCTION BOX | KLAT-XJB-0403 | KLAT-MZD | [7 empty] | PTSC M&C | PTSC M&C - Onshore
|  | 250 | 1P |  | 1.0 |  | FR2 | ORANGE | OVE |  |  | 30 |  | 9.8 | 13.3 | PRESSURE TRANSMITTER | KLAT-PIT-0213 | KLAT-MZD | T1 |  |  | HOLD | JUNCTION BOX | KLAT-XJB-0403 | KLAT-MZD | [7 empty] | PTSC M&C | PTSC M&C - Onshore
|  | 250 | 1P |  | 1.0 |  | FR2 | ORANGE | OVE |  |  | 30 |  | 9.8 | 13.3 | PRESSURE TRANSMITTER | KLAT-PIT-0214 | KLAT-MZD | T1 |  |  | HOLD | JUNCTION BOX | KLAT-XJB-0403 | KLAT-MZD | [7 empty] | PTSC M&C | PTSC M&C - Onshore
|  | 250 | 1P |  | 1.0 |  | FR2 | ORANGE | OVE |  |  | 30 |  | 9.8 | 13.3 | PRESSURE TRANSMITTER | KLAT-PIT-0215 | KLAT-MZD | T1 |  |  | HOLD | JUNCTION BOX | KLAT-XJB-0403 | KLAT-MZD | [7 empty] | PTSC M&C | PTSC M&C - Onshore
|  | 250 | 1P |  | 1.0 |  | FR2 | ORANGE | OVE |  |  | 30 |  | 9.8 | 13.3 | PRESSURE TRANSMITTER | KLAT-PIT-0216 | KLAT-MZD | T1 |  |  | HOLD | JUNCTION BOX | KLAT-XJB-0403 | KLAT-MZD | [7 empty] | PTSC M&C | PTSC M&C - Onshore
|  | 250 | 1P |  | 1.0 |  | FR2 | ORANGE | OVE |  |  | 30 |  | 9.8 | 13.3 | PRESSURE TRANSMITTER | KLAT-PIT-0217 | KLAT-MZD | T1 |  |  | HOLD | JUNCTION BOX | KLAT-XJB-0403 | KLAT-MZD | [7 empty] | PTSC M&C | PTSC M&C - Onshore
|  | 250 | 1P |  | 1.0 |  | FR2 | ORANGE | OVE |  |  | 30 |  | 9.8 | 13.3 | PRESSURE TRANSMITTER | KLAT-PIT-0218 | KLAT-MZD | T1 |  |  | HOLD | JUNCTION BOX | KLAT-XJB-0403 | KLAT-MZD | [7 empty] | PTSC M&C | PTSC M&C - Onshore
|  | 250 | 1P |  | 1.0 |  | FR2 | ORANGE | OVE |  |  | 30 |  | 9.8 | 13.3 | PRESSURE TRANSMITTER | KLAT-PIT-0219 | KLAT-MZD | T1 |  |  | HOLD | JUNCTION BOX | KLAT-XJB-0403 | KLAT-MZD | [7 empty] | PTSC M&C | PTSC M&C - Onshore
|  | 250 | 1P |  | 1.0 |  | FR2 | ORANGE | OVE |  |  | 30 |  | 9.8 | 13.3 | PRESSURE TRANSMITTER | KLAT-PIT-0220 | KLAT-MZD | T1 |  |  | HOLD | JUNCTION BOX | KLAT-XJB-0403 | KLAT-MZD | [7 empty] | PTSC M&C | PTSC M&C - Onshore
|  | 250 | 1P |  | 1.0 |  | FR2 | ORANGE | OVE |  |  | 30 |  | 9.8 | 13.3 | PRESSURE TRANSMITTER | KLAT-PIT-0801 | KLAT-MZD | T1 |  |  | HOLD | JUNCTION BOX | KLAT-XJB-0403 | KLAT-MZD | [7 empty] | PTSC M&C | PTSC M&C - Onshore
|  | 250 | 12P |  | 1.0 |  | FR4 | ORANGE | IND & OVE |  |  | 60 |  | 28.4 | 33.2 | JUNCTION BOX | KLAT-XJB-0404 | KLAT-MZD | T1 |  |  | HOLD | SDS & FGS MARSHALLING CABINET | HOLD 1 | KLAT-EIR | [7 empty] | PTSC M&C | PTSC M&C - Onshore
|  | 250 | 1P |  | 1.0 |  | FR2 | ORANGE | OVE |  |  | 30 |  | 9.8 | 13.3 | LEVEL TRANSMITTER - MAGNETIC | KLAT-LIT-0605 | KLAT-MZD | T1 |  |  | HOLD | JUNCTION BOX | KLAT-XJB-0404 | KLAT-MZD | [7 empty] | PTSC M&C | PTSC M&C - Onshore
|  | 250 | 1P |  | 1.0 |  | FR2 | ORANGE | OVE |  |  | 30 |  | 9.8 | 13.3 | LEVEL TRANSMITTER - MAGNETIC | KLAT-LIT-0604 | KLAT-MZD | T1 |  |  | HOLD | JUNCTION BOX | KLAT-XJB-0404 | KLAT-MZD | [7 empty] | PTSC M&C | PTSC M&C - Onshore
|  | 250 | 1P |  | 1.0 |  | FR2 | ORANGE | OVE |  |  | 30 |  | 9.8 | 13.3 | LEVEL TRANSMITTER - MAGNETIC | KLAT-LIT-0603 | KLAT-MZD | T1 |  |  | HOLD | JUNCTION BOX | KLAT-XJB-0404 | KLAT-MZD | [7 empty] | PTSC M&C | PTSC M&C - Onshore
|  | 250 | 1P |  | 1.0 |  | FR2 | ORANGE | OVE |  |  | 30 |  | 9.8 | 13.3 | LEVEL TRANSMITTER - MAGNETIC | KLAT-LIT-4202 | KLAT-MZD | T1 |  |  | HOLD | JUNCTION BOX | KLAT-XJB-0404 | KLAT-MZD | [7 empty] | PTSC M&C | PTSC M&C - Onshore
|  | 250 | 1P |  | 1.0 |  | FR2 | ORANGE | OVE |  |  | 30 |  | 9.8 | 13.3 | LEVEL TRANSMITTER - MAGNETIC | KLAT-LIT-4203 | KLAT-MZD | T1 |  |  | HOLD | JUNCTION BOX | KLAT-XJB-0404 | KLAT-MZD | [7 empty] | PTSC M&C | PTSC M&C - Onshore
|  | 250 | 1P |  | 1.0 |  | FR2 | ORANGE | OVE |  |  | 30 |  | 9.8 | 13.3 | LEVEL TRANSMITTER - MAGNETIC | KLAT-LIT-4204 | KLAT-MZD | T1 |  |  | HOLD | JUNCTION BOX | KLAT-XJB-0404 | KLAT-MZD | [7 empty] | PTSC M&C | PTSC M&C - Onshore
|  | 250 | 1P |  | 1.0 |  | FR2 | ORANGE | OVE |  |  | 30 |  | 9.8 | 13.3 | LEVEL TRANSMITTER - MAGNETIC | KLAT-LIT-4503 | KLAT-MZD | T1 |  |  | HOLD | JUNCTION BOX | KLAT-XJB-0404 | KLAT-MZD | [7 empty] | PTSC M&C | PTSC M&C - Onshore
|  | 250 | 1P |  | 1.0 |  | FR2 | ORANGE | OVE |  |  | 30 |  | 9.8 | 13.3 | PRESSURE TRANSMITTER | KLAT-PIT-0602 | KLAT-MZD | T1 |  |  | HOLD | JUNCTION BOX | KLAT-XJB-0404 | KLAT-MZD | [7 empty] | PTSC M&C | PTSC M&C - Onshore
|  | 250 | 1P |  | 1.0 |  | FR2 | ORANGE | OVE |  |  | 30 |  | 9.8 | 13.3 | PRESSURE TRANSMITTER | KLAT-PIT-4701 | KLAT-MZD | T1 |  |  | HOLD | JUNCTION BOX | KLAT-XJB-0404 | KLAT-MZD | [7 empty] | PTSC M&C | PTSC M&C - Onshore
|  | 250 | 8P |  | 1.0 |  | FR2 | ORANGE | OVE |  |  | 60 |  | 22.5 | 27.1 | JUNCTION BOX | KLAT-XJB-0501 | KLAT-UD | T1 |  |  | HOLD | SDS & FGS MARSHALLING CABINET | HOLD 1 | KLAT-EIR | [7 empty] | PTSC M&C | PTSC M&C - Onshore
|  | 250 | 4P |  | 1.0 |  | FR2 | ORANGE | OVE |  |  | 60 |  | 17.2 | 21.5 | BOOSTER COMPRESSOR PACKAGE | KLAT-PK-0701 | KLAT-CD | T1 |  |  | HOLD | SDS & FGS MARSHALLING CABINET | HOLD 1 | KLAT-EIR | [7 empty] | PTSC M&C | PTSC M&C - Onshore
|  | 250 | 2P |  | 1.0 |  | FR2 | ORANGE | OVE |  |  | 60 |  | 15.1 | 19.3 | GAS ENGINE GENERATOR PACKAGE | KLAT-GE-6001 | KLAT-MZD | T1 |  |  | HOLD | SDS & FGS MARSHALLING CABINET | HOLD 1 | KLAT-EIR | [7 empty] | PTSC M&C | PTSC M&C - Onshore
|  | 250 | 2P |  | 1.0 |  | FR4 | ORANGE | IND & OVE |  |  | 60 |  | 15.8 | 20.1 | GAS ENGINE GENERATOR PACKAGE | KLAT-GE-6001 | KLAT-MZD | T1 |  |  | HOLD | SDS & FGS MARSHALLING CABINET | HOLD 1 | KLAT-EIR | [7 empty] | PTSC M&C | PTSC M&C - Onshore
|  | 0.6/1K | 12C |  | 1.5 |  | FR9 | ORANGE | - |  |  | 60 |  | 22.1 | 26.6 | CHEMICAL INJECTION SKID PACKAGE | KLAT-PK-5301 | KLAT-MZD | T1 |  |  | HOLD | SDS & FGS MARSHALLING CABINET | HOLD 1 | KLAT-EIR | [7 empty] | PTSC M&C | PTSC M&C - Onshore
III | FGS CABLES
|  | 250 | 12T |  | 1.0 |  | FR8 | ORANGE | IND & OVE |  |  | 60 |  | 34.6 | 39.6 | JUNCTION BOX | KLAT-FJB-0201 | KLAT-SCD | T1 |  |  | HOLD | SDS & FGS MARSHALLING CABINET | HOLD 1 | KLAT-EIR | [7 empty] | PTSC M&C | PTSC M&C - Onshore
|  | 250 | 1T |  | 1.0 |  | FR6 | ORANGE | OVE |  |  | 30 |  | 10.3 | 13.8 | F&G - FLAME DETECTOR (TRIPLE IR) | KLAT-FD-0101 | KLAT-SCD | T1 |  |  | HOLD | JUNCTION BOX | KLAT-FJB-0201 | KLAT-SCD | [7 empty] | PTSC M&C | PTSC M&C - Onshore
|  | 250 | 1T |  | 1.0 |  | FR6 | ORANGE | OVE |  |  | 30 |  | 10.3 | 13.8 | F&G - FLAME DETECTOR (TRIPLE IR) | KLAT-FD-0102 | KLAT-SCD | T1 |  |  | HOLD | JUNCTION BOX | KLAT-FJB-0201 | KLAT-SCD | [7 empty] | PTSC M&C | PTSC M&C - Onshore
|  | 250 | 1T |  | 1.0 |  | FR6 | ORANGE | OVE |  |  | 30 |  | 10.3 | 13.8 | F&G - GAS DETECTOR (IR POINT TYPE) | KLAT-GD-0101 | KLAT-SCD | T1 |  |  | HOLD | JUNCTION BOX | KLAT-FJB-0201 | KLAT-SCD | [7 empty] | PTSC M&C | PTSC M&C - Onshore
|  | 250 | 1T |  | 1.0 |  | FR6 | ORANGE | OVE |  |  | 30 |  | 10.3 | 13.8 | F&G - GAS DETECTOR (IR POINT TYPE) | KLAT-GD-0102 | KLAT-SCD | T1 |  |  | HOLD | JUNCTION BOX | KLAT-FJB-0201 | KLAT-SCD | [7 empty] | PTSC M&C | PTSC M&C - Onshore
|  | 250 | 1T |  | 1.0 |  | FR6 | ORANGE | OVE |  |  | 30 |  | 10.3 | 13.8 | F&G - GAS DETECTOR (IR POINT TYPE) | KLAT-GD-0103 | KLAT-SCD | T1 |  |  | HOLD | JUNCTION BOX | KLAT-FJB-0201 | KLAT-SCD | [7 empty] | PTSC M&C | PTSC M&C - Onshore
|  | 250 | 1T |  | 1.0 |  | FR6 | ORANGE | OVE |  |  | 30 |  | 10.3 | 13.8 | F&G - GAS DETECTOR (IR POINT TYPE) | KLAT-GD-0104 | KLAT-SCD | T1 |  |  | HOLD | JUNCTION BOX | KLAT-FJB-0201 | KLAT-SCD | [7 empty] | PTSC M&C | PTSC M&C - Onshore
|  | 250 | 1T |  | 1.0 |  | FR6 | ORANGE | OVE |  |  | 30 |  | 10.3 | 13.8 | F&G - GAS DETECTOR (IR POINT TYPE) | KLAT-GD-0105 | KLAT-SCD | T1 |  |  | HOLD | JUNCTION BOX | KLAT-FJB-0201 | KLAT-SCD | [7 empty] | PTSC M&C | PTSC M&C - Onshore
|  | 250 | 1T |  | 1.0 |  | FR6 | ORANGE | OVE |  |  | 30 |  | 10.3 | 13.8 | F&G - GAS DETECTOR (IR POINT TYPE) | KLAT-GD-0106 | KLAT-SCD | T1 |  |  | HOLD | JUNCTION BOX | KLAT-FJB-0201 | KLAT-SCD | [7 empty] | PTSC M&C | PTSC M&C - Onshore
|  | 250 | 16T |  | 1.0 |  | FR8 | ORANGE | IND & OVE |  |  | 60 |  | 37.4 | 42.5 | JUNCTION BOX | KLAT-FJB-0301 | KLAT-CD | T1 |  |  | HOLD | SDS & FGS MARSHALLING CABINET | HOLD 1 | KLAT-EIR | [7 empty] | PTSC M&C | PTSC M&C - Onshore
|  | 250 | 1T |  | 1.0 |  | FR6 | ORANGE | OVE |  |  | 30 |  | 10.3 | 13.8 | F&G - FLAME DETECTOR (TRIPLE IR) | KLAT-FD-0103 | KLAT-CD | T1 |  |  | HOLD | JUNCTION BOX | KLAT-FJB-0301 | KLAT-CD | [7 empty] | PTSC M&C | PTSC M&C - Onshore
|  | 250 | 1T |  | 1.0 |  | FR6 | ORANGE | OVE |  |  | 30 |  | 10.3 | 13.8 | F&G - FLAME DETECTOR (TRIPLE IR) | KLAT-FD-0104 | KLAT-CD | T1 |  |  | HOLD | JUNCTION BOX | KLAT-FJB-0301 | KLAT-CD | [7 empty] | PTSC M&C | PTSC M&C - Onshore
|  | 250 | 1T |  | 1.0 |  | FR6 | ORANGE | OVE |  |  | 30 |  | 10.3 | 13.8 | F&G - FLAME DETECTOR (TRIPLE IR) | KLAT-FD-0105 | KLAT-CD | T1 |  |  | HOLD | JUNCTION BOX | KLAT-FJB-0301 | KLAT-CD | [7 empty] | PTSC M&C | PTSC M&C - Onshore
|  | 250 | 1T |  | 1.0 |  | FR6 | ORANGE | OVE |  |  | 30 |  | 10.3 | 13.8 | F&G - FLAME DETECTOR (TRIPLE IR) | KLAT-FD-0106 | KLAT-CD | T1 |  |  | HOLD | JUNCTION BOX | KLAT-FJB-0301 | KLAT-CD | [7 empty] | PTSC M&C | PTSC M&C - Onshore
|  | 250 | 1T |  | 1.0 |  | FR6 | ORANGE | OVE |  |  | 30 |  | 10.3 | 13.8 | F&G - FLAME DETECTOR (TRIPLE IR) | KLAT-FD-0107 | KLAT-CD | T1 |  |  | HOLD | JUNCTION BOX | KLAT-FJB-0301 | KLAT-CD | [7 empty] | PTSC M&C | PTSC M&C - Onshore
|  | 250 | 1T |  | 1.0 |  | FR6 | ORANGE | OVE |  |  | 30 |  | 10.3 | 13.8 | F&G - FLAME DETECTOR (TRIPLE IR) | KLAT-FD-0108 | KLAT-CD | T1 |  |  | HOLD | JUNCTION BOX | KLAT-FJB-0301 | KLAT-CD | [7 empty] | PTSC M&C | PTSC M&C - Onshore
|  | 250 | 1T |  | 1.0 |  | FR6 | ORANGE | OVE |  |  | 30 |  | 10.3 | 13.8 | F&G - GAS DETECTOR (IR POINT TYPE) | KLAT-GD-0107 | KLAT-CD | T1 |  |  | HOLD | JUNCTION BOX | KLAT-FJB-0301 | KLAT-CD | [7 empty] | PTSC M&C | PTSC M&C - Onshore
|  | 250 | 1T |  | 1.0 |  | FR6 | ORANGE | OVE |  |  | 30 |  | 10.3 | 13.8 | F&G - GAS DETECTOR (IR POINT TYPE) | KLAT-GD-0108 | KLAT-CD | T1 |  |  | HOLD | JUNCTION BOX | KLAT-FJB-0301 | KLAT-CD | [7 empty] | PTSC M&C | PTSC M&C - Onshore
|  | 250 | 1T |  | 1.0 |  | FR6 | ORANGE | OVE |  |  | 30 |  | 10.3 | 13.8 | F&G - GAS DETECTOR (IR POINT TYPE) | KLAT-GD-0109 | KLAT-CD | T1 |  |  | HOLD | JUNCTION BOX | KLAT-FJB-0301 | KLAT-CD | [7 empty] | PTSC M&C | PTSC M&C - Onshore
|  | 250 | 1T |  | 1.0 |  | FR6 | ORANGE | OVE |  |  | 30 |  | 10.3 | 13.8 | F&G - GAS DETECTOR (IR POINT TYPE) | KLAT-GD-0110 | KLAT-CD | T1 |  |  | HOLD | JUNCTION BOX | KLAT-FJB-0301 | KLAT-CD | [7 empty] | PTSC M&C | PTSC M&C - Onshore
|  | 250 | 1T |  | 1.0 |  | FR6 | ORANGE | OVE |  |  | 30 |  | 10.3 | 13.8 | F&G - GAS DETECTOR (IR POINT TYPE) | KLAT-GD-0111 | KLAT-CD | T1 |  |  | HOLD | JUNCTION BOX | KLAT-FJB-0301 | KLAT-CD | [7 empty] | PTSC M&C | PTSC M&C - Onshore
|  | 250 | 1T |  | 1.0 |  | FR6 | ORANGE | OVE |  |  | 30 |  | 10.3 | 13.8 | F&G - GAS DETECTOR (IR POINT TYPE) | KLAT-GD-0114 | KLAT-CD | T1 |  |  | HOLD | JUNCTION BOX | KLAT-FJB-0301 | KLAT-CD | [7 empty] | PTSC M&C | PTSC M&C - Onshore
|  | 250 | 1T |  | 1.0 |  | FR6 | ORANGE | OVE |  |  | 30 |  | 10.3 | 13.8 | F&G - GAS DETECTOR (IR POINT TYPE) | KLAT-GD-0115 | KLAT-CD | T1 |  |  | HOLD | JUNCTION BOX | KLAT-FJB-0301 | KLAT-CD | [7 empty] | PTSC M&C | PTSC M&C - Onshore
|  | 0.6/1K | 27C |  | 2.5 |  | FR9 | ORANGE | - |  |  | 60 |  | 34 | 39 | JUNCTION BOX | KLAT-FJB-0302 | KLAT-CD | T1 |  |  | HOLD | SDS & FGS MARSHALLING CABINET | HOLD 1 | KLAT-EIR | [7 empty] | PTSC M&C | PTSC M&C - Onshore
|  | 0.6/1K | 2C |  | 2.5 |  | FR9 | ORANGE | - |  |  | 30 |  | 12.6 | 16.2 | F&G - SIREN | KLAT-YH-0101 | KLAT-CD | T1 |  |  | HOLD | JUNCTION BOX | KLAT-FJB-0302 | KLAT-CD | [7 empty] | PTSC M&C | PTSC M&C - Onshore
|  | 0.6/1K | 2C |  | 2.5 |  | FR9 | ORANGE | - |  |  | 30 |  | 12.6 | 16.2 | F&G - SIREN | KLAT-YH-0102 | KLAT-CD | T1 |  |  | HOLD | JUNCTION BOX | KLAT-FJB-0302 | KLAT-CD | [7 empty] | PTSC M&C | PTSC M&C - Onshore
|  | 0.6/1K | 2C |  | 2.5 |  | FR9 | ORANGE | - |  |  | 30 |  | 12.6 | 16.2 | F&G - SIREN | KLAT-YH-0103 | KLAT-CD | T1 |  |  | HOLD | JUNCTION BOX | KLAT-FJB-0302 | KLAT-CD | [7 empty] | PTSC M&C | PTSC M&C - Onshore
|  | 0.6/1K | 2C |  | 2.5 |  | FR9 | ORANGE | - |  |  | 30 |  | 12.6 | 16.2 | F&G - SIREN | KLAT-YH-0104 | KLAT-CD | T1 |  |  | HOLD | JUNCTION BOX | KLAT-FJB-0302 | KLAT-CD | [7 empty] | PTSC M&C | PTSC M&C - Onshore
|  | 0.6/1K | 2C |  | 2.5 |  | FR9 | ORANGE | - |  |  | 30 |  | 12.6 | 16.2 | F&G - SIREN | KLAT-YH-0106 | KLAT-CD | T1 |  |  | HOLD | JUNCTION BOX | KLAT-FJB-0302 | KLAT-CD | [7 empty] | PTSC M&C | PTSC M&C - Onshore
|  | 0.6/1K | 2C |  | 2.5 |  | FR9 | ORANGE | - |  |  | 30 |  | 12.6 | 16.2 | F&G - SIREN | KLAT-YH-0107 | KLAT-CD | T1 |  |  | HOLD | JUNCTION BOX | KLAT-FJB-0302 | KLAT-CD | [7 empty] | PTSC M&C | PTSC M&C - Onshore
|  | 0.6/1K | 2C |  | 2.5 |  | FR9 | ORANGE | - |  |  | 30 |  | 12.6 | 16.2 | F&G - SIREN | KLAT-YH-0108 | KLAT-CD | T1 |  |  | HOLD | JUNCTION BOX | KLAT-FJB-0302 | KLAT-CD | [7 empty] | PTSC M&C | PTSC M&C - Onshore
|  | 0.6/1K | 2C |  | 2.5 |  | FR9 | ORANGE | - |  |  | 30 |  | 12.6 | 16.2 | F&G BEACON | KLAT-BR-0101 | KLAT-CD | T1 |  |  | HOLD | JUNCTION BOX | KLAT-FJB-0302 | KLAT-CD | [7 empty] | PTSC M&C | PTSC M&C - Onshore
|  | 0.6/1K | 2C |  | 2.5 |  | FR9 | ORANGE | - |  |  | 30 |  | 12.6 | 16.2 | F&G BEACON | KLAT-BR-0102 | KLAT-CD | T1 |  |  | HOLD | JUNCTION BOX | KLAT-FJB-0302 | KLAT-CD | [7 empty] | PTSC M&C | PTSC M&C - Onshore
|  | 250 | 16T |  | 1.0 |  | FR8 | ORANGE | IND & OVE |  |  | 60 |  | 37.4 | 42.5 | JUNCTION BOX | KLAT-FJB-0401 | KLAT-MZD | T1 |  |  | HOLD | SDS & FGS MARSHALLING CABINET | HOLD 1 | KLAT-EIR | [7 empty] | PTSC M&C | PTSC M&C - Onshore
|  | 250 | 1T |  | 1.0 |  | FR6 | ORANGE | OVE |  |  | 30 |  | 10.3 | 13.8 | F&G - FLAME DETECTOR (TRIPLE IR) | KLAT-FD-0109 | KLAT-MZD | T1 |  |  | HOLD | JUNCTION BOX | KLAT-FJB-0401 | KLAT-MZD | [7 empty] | PTSC M&C | PTSC M&C - Onshore
|  | 250 | 1T |  | 1.0 |  | FR6 | ORANGE | OVE |  |  | 30 |  | 10.3 | 13.8 | F&G - FLAME DETECTOR (TRIPLE IR) | KLAT-FD-0110 | KLAT-MZD | T1 |  |  | HOLD | JUNCTION BOX | KLAT-FJB-0401 | KLAT-MZD | [7 empty] | PTSC M&C | PTSC M&C - Onshore
|  | 250 | 1T |  | 1.0 |  | FR6 | ORANGE | OVE |  |  | 30 |  | 10.3 | 13.8 | F&G - FLAME DETECTOR (TRIPLE IR) | KLAT-FD-0111 | KLAT-MZD | T1 |  |  | HOLD | JUNCTION BOX | KLAT-FJB-0401 | KLAT-MZD | [7 empty] | PTSC M&C | PTSC M&C - Onshore
|  | 250 | 1T |  | 1.0 |  | FR6 | ORANGE | OVE |  |  | 30 |  | 10.3 | 13.8 | F&G - FLAME DETECTOR (TRIPLE IR) | KLAT-FD-0112 | KLAT-MZD | T1 |  |  | HOLD | JUNCTION BOX | KLAT-FJB-0401 | KLAT-MZD | [7 empty] | PTSC M&C | PTSC M&C - Onshore
|  | 250 | 1T |  | 1.0 |  | FR6 | ORANGE | OVE |  |  | 30 |  | 10.3 | 13.8 | F&G - GAS DETECTOR (IR POINT TYPE) | KLAT-GD-0116 | KLAT-MZD | T1 |  |  | HOLD | JUNCTION BOX | KLAT-FJB-0401 | KLAT-MZD | [7 empty] | PTSC M&C | PTSC M&C - Onshore
|  | 250 | 1T |  | 1.0 |  | FR6 | ORANGE | OVE |  |  | 30 |  | 10.3 | 13.8 | F&G - GAS DETECTOR (IR POINT TYPE) | KLAT-GD-0117 | KLAT-MZD | T1 |  |  | HOLD | JUNCTION BOX | KLAT-FJB-0401 | KLAT-MZD | [7 empty] | PTSC M&C | PTSC M&C - Onshore
|  | 250 | 1T |  | 1.0 |  | FR6 | ORANGE | OVE |  |  | 30 |  | 10.3 | 13.8 | F&G - GAS DETECTOR (IR POINT TYPE) | KLAT-GD-0118 | KLAT-MZD | T1 |  |  | HOLD | JUNCTION BOX | KLAT-FJB-0401 | KLAT-MZD | [7 empty] | PTSC M&C | PTSC M&C - Onshore
|  | 250 | 1T |  | 1.0 |  | FR6 | ORANGE | OVE |  |  | 30 |  | 10.3 | 13.8 | F&G - GAS DETECTOR (IR POINT TYPE) | KLAT-GD-0119 | KLAT-MZD | T1 |  |  | HOLD | JUNCTION BOX | KLAT-FJB-0401 | KLAT-MZD | [7 empty] | PTSC M&C | PTSC M&C - Onshore
|  | 250 | 1T |  | 1.0 |  | FR6 | ORANGE | OVE |  |  | 30 |  | 10.3 | 13.8 | F&G - GAS DETECTOR (IR POINT TYPE) | KLAT-GD-0120 | KLAT-MZD | T1 |  |  | HOLD | JUNCTION BOX | KLAT-FJB-0401 | KLAT-MZD | [7 empty] | PTSC M&C | PTSC M&C - Onshore
|  | 250 | 1T |  | 1.0 |  | FR6 | ORANGE | OVE |  |  | 30 |  | 10.3 | 13.8 | F&G - GAS DETECTOR (IR POINT TYPE) | KLAT-GD-0121 | KLAT-MZD | T1 |  |  | HOLD | JUNCTION BOX | KLAT-FJB-0401 | KLAT-MZD | [7 empty] | PTSC M&C | PTSC M&C - Onshore
|  | 250 | 1T |  | 1.0 |  | FR6 | ORANGE | OVE |  |  | 30 |  | 10.3 | 13.8 | F&G - GAS DETECTOR (IR POINT TYPE) | KLAT-GD-0122 | KLAT-MZD | T1 |  |  | HOLD | JUNCTION BOX | KLAT-FJB-0401 | KLAT-MZD | [7 empty] | PTSC M&C | PTSC M&C - Onshore
|  | 250 | 8T |  | 1.0 |  | FR8 | ORANGE | IND & OVE |  |  | 60 |  | 27.8 | 32.6 | JUNCTION BOX | KLAT-FJB-0501 | KLAT-UD | T1 |  |  | HOLD | SDS & FGS MARSHALLING CABINET | HOLD 1 | KLAT-EIR | [7 empty] | PTSC M&C | PTSC M&C - Onshore
|  | 250 | 1T |  | 1.0 |  | FR6 | ORANGE | OVE |  |  | 30 |  | 10.3 | 13.8 | F&G - FLAME DETECTOR (VISUAL) | KLAT-FD-0113 | KLAT-UD | T1 |  |  | HOLD | JUNCTION BOX | KLAT-FJB-0501 | KLAT-UD | [7 empty] | PTSC M&C | PTSC M&C - Onshore
|  | 250 | 1T |  | 1.0 |  | FR6 | ORANGE | OVE |  |  | 30 |  | 10.3 | 13.8 | F&G - FLAME DETECTOR (TRIPLE IR) | KLAT-FD-0114 | KLAT-UD | T1 |  |  | HOLD | JUNCTION BOX | KLAT-FJB-0501 | KLAT-UD | [7 empty] | PTSC M&C | PTSC M&C - Onshore
|  | 250 | 1T |  | 1.0 |  | FR6 | ORANGE | OVE |  |  | 30 |  | 10.3 | 13.8 | F&G - FLAME DETECTOR (TRIPLE IR) | KLAT-FD-0115 | KLAT-UD | T1 |  |  | HOLD | JUNCTION BOX | KLAT-FJB-0501 | KLAT-UD | [7 empty] | PTSC M&C | PTSC M&C - Onshore
|  | 250 | 1T |  | 1.0 |  | FR6 | ORANGE | OVE |  |  | 30 |  | 10.3 | 13.8 | F&G - GAS DETECTOR (IR POINT TYPE) | KLAT-GD-0123 | KLAT-UD | T1 |  |  | HOLD | JUNCTION BOX | KLAT-FJB-0501 | KLAT-UD | [7 empty] | PTSC M&C | PTSC M&C - Onshore
|  | 250 | 1T |  | 1.0 |  | FR6 | ORANGE | OVE |  |  | 30 |  | 10.3 | 13.8 | F&G - GAS DETECTOR (IR POINT TYPE) | KLAT-GD-0124 | KLAT-UD | T1 |  |  | HOLD | JUNCTION BOX | KLAT-FJB-0501 | KLAT-UD | [7 empty] | PTSC M&C | PTSC M&C - Onshore
|  | 250 | 8P |  | 1.0 |  | FR2 | ORANGE | OVE |  |  | 60 |  | 22.5 | 27.1 | JUNCTION BOX | KLAT-FJB-0502 | KLAT-UD | T1 |  |  | HOLD | SDS & FGS MARSHALLING CABINET | HOLD 1 | KLAT-EIR | [7 empty] | PTSC M&C | PTSC M&C - Onshore
|  | 250 | 2P |  | 1.0 |  | FR2 | ORANGE | OVE |  |  | 30 |  | 15.1 | 19.3 | OPEN & CLOSE LIMIT SWITCH ON/OFF VALVE | KLAT-XZSO/XZSC-5201 | KLAT-UD | T1 |  |  | HOLD | JUNCTION BOX | KLAT-FJB-0502 | KLAT-UD | [7 empty] | PTSC M&C | PTSC M&C - Onshore
|  | 250 | 2P |  | 1.0 |  | FR2 | ORANGE | OVE |  |  | 30 |  | 15.1 | 19.3 | OPEN & CLOSE LIMIT SWITCH ON/OFF VALVE | KLAT-XZSO/XZSC-5202 | KLAT-UD | T1 |  |  | HOLD | JUNCTION BOX | KLAT-FJB-0502 | KLAT-UD | [7 empty] | PTSC M&C | PTSC M&C - Onshore
|  | 0.6/1K | 19C |  | 2.5 |  | FR9 | ORANGE | - |  |  | 60 |  | 28.3 | 33.1 | JUNCTION BOX | KLAT-FJB-0502 | KLAT-UD | T1 |  |  | HOLD | SDS & FGS MARSHALLING CABINET | HOLD 1 | KLAT-EIR | [7 empty] | PTSC M&C | PTSC M&C - Onshore
|  | 0.6/1K | 2C |  | 1.5 |  | FR9 | ORANGE | - |  |  | 30 |  | 11.8 | 15.4 | ON/OFF VALVE-SOLENOID | KLAT-XXSV-5201 | KLAT-UD | T1 |  |  | HOLD | JUNCTION BOX | KLAT-FJB-0502 | KLAT-UD | [7 empty] | PTSC M&C | PTSC M&C - Onshore
|  | 0.6/1K | 2C |  | 1.5 |  | FR9 | ORANGE | - |  |  | 30 |  | 11.8 | 15.4 | ON/OFF VALVE-SOLENOID | KLAT-XXSV-5202 | KLAT-UD | T1 |  |  | HOLD | JUNCTION BOX | KLAT-FJB-0502 | KLAT-UD | [7 empty] | PTSC M&C | PTSC M&C - Onshore
|  | 0.6/1K | 2C |  | 2.5 |  | FR9 | ORANGE | - |  |  | 30 |  | 12.6 | 16.2 | F&G - SIREN | KLAT-YH-0109 | KLAT-UD | T1 |  |  | HOLD | JUNCTION BOX | KLAT-FJB-0502 | KLAT-UD | [7 empty] | PTSC M&C | PTSC M&C - Onshore
|  | 0.6/1K | 2C |  | 2.5 |  | FR9 | ORANGE | - |  |  | 30 |  | 12.6 | 16.2 | F&G - SIREN | KLAT-YH-0110 | KLAT-UD | T1 |  |  | HOLD | JUNCTION BOX | KLAT-FJB-0502 | KLAT-UD | [7 empty] | PTSC M&C | PTSC M&C - Onshore
|  | 0.6/1K | 2C |  | 2.5 |  | FR9 | ORANGE | - |  |  | 30 |  | 12.6 | 16.2 | F&G BEACON | KLAT-BR-0103 | KLAT-UD | T1 |  |  | HOLD | JUNCTION BOX | KLAT-FJB-0502 | KLAT-UD | [7 empty] | PTSC M&C | PTSC M&C - Onshore
|  | 250 | 2P |  | 1.0 |  | FR2 | ORANGE | OVE |  |  | 30 |  | 15.1 | 19.3 | 24VDC AC/DC CONVERTER | KLAT-CO-6201 | KLAT-EIR | T1 |  |  | HOLD | SDS & FGS MARSHALLING CABINET | HOLD 1 | KLAT-EIR | [7 empty] | PTSC M&C | PTSC M&C - Onshore
|  | 250 | 2P |  | 1.0 |  | FR2 | ORANGE | OVE |  |  | 30 |  | 15.1 | 19.3 | 24VDC AC/DC CONVERTER | KLAT-CO-6202 | KLAT-EIR | T1 |  |  | HOLD | SDS & FGS MARSHALLING CABINET | HOLD 1 | KLAT-EIR | [7 empty] | PTSC M&C | PTSC M&C - Onshore
|  | 250 | 2P |  | 1.0 |  | FR2 | ORANGE | OVE |  |  | 30 |  | 15.1 | 19.3 | 24VDC DISTRIBUTION PANEL | KLAT-DDP-6201 | KLAT-EIR | T1 |  |  | HOLD | SDS & FGS MARSHALLING CABINET | HOLD 1 | KLAT-EIR | [7 empty] | PTSC M&C | PTSC M&C - Onshore
|  | 250 | 4P |  | 1.0 |  | FR2 | ORANGE | OVE |  |  | 30 |  | 17.2 | 21.5 | 400VAC INCOMING PANEL | KLAT-ADP-6501 | KLAT-EIR | T1 |  |  | HOLD | SDS & FGS MARSHALLING CABINET | HOLD 1 | KLAT-EIR | [7 empty] | PTSC M&C | PTSC M&C - Onshore
|  | 250 | 2P |  | 1.0 |  | FR2 | ORANGE | OVE |  |  | 30 |  | 15.1 | 19.3 | 400/230VAC DISTRIBUTION PANEL | KLAT-ADP-6601 | KLAT-EIR | T1 |  |  | HOLD | SDS & FGS MARSHALLING CABINET | HOLD 1 | KLAT-EIR | [7 empty] | PTSC M&C | PTSC M&C - Onshore
|  | 250 | 2P |  | 1.0 |  | FR2 | ORANGE | OVE |  |  | 60 |  | 15.1 | 19.3 | MICROWAVE DIGITAL RADIO SYSTEM | KLAT-MDR-7301 | KLAT-EIR | T1 |  |  | HOLD | SDS & FGS MARSHALLING CABINET | HOLD 1 | KLAT-EIR | [7 empty] | PTSC M&C | PTSC M&C - Onshore
|  | 250 | 1P |  | 1.0 |  | FR2 | ORANGE | OVE |  |  | 30 |  | 9.8 | 13.3 | F&G - SMOKE DETECTOR | KLAT-SD-0101 | KLAT-EIR | T1 |  |  | HOLD | SDS & FGS MARSHALLING CABINET | HOLD 1 | KLAT-EIR | [7 empty] | PTSC M&C | PTSC M&C - Onshore
|  | 250 | 1P |  | 1.0 |  | FR2 | ORANGE | OVE |  |  | 30 |  | 9.8 | 13.3 | F&G - SMOKE DETECTOR | KLAT-SD-0102 | KLAT-EIR | T1 |  |  | HOLD | SDS & FGS MARSHALLING CABINET | HOLD 1 | KLAT-EIR | [7 empty] | PTSC M&C | PTSC M&C - Onshore
|  | 250 | 1P |  | 1.0 |  | FR2 | ORANGE | OVE |  |  | 30 |  | 9.8 | 13.3 | F&G - HEAT DETECTOR | KLAT-HD-0101 | KLAT-EIR | T1 |  |  | HOLD | SDS & FGS MARSHALLING CABINET | HOLD 1 | KLAT-EIR | [7 empty] | PTSC M&C | PTSC M&C - Onshore
|  | 250 | 1T |  | 1.0 |  | FR6 | ORANGE | OVE |  |  | 30 |  | 10.3 | 13.8 | F&G - GAS DETECTOR (IR POINT TYPE) | KLAT-GD-0109 | KLAT-EIR | T1 |  |  | HOLD | SDS & FGS MARSHALLING CABINET | HOLD 1 | KLAT-EIR | [7 empty] | PTSC M&C | PTSC M&C - Onshore
|  | 250 | 1T |  | 1.0 |  | FR6 | ORANGE | OVE |  |  | 30 |  | 10.3 | 13.8 | F&G - GAS DETECTOR (IR POINT TYPE) | KLAT-GD-0110 | KLAT-EIR | T1 |  |  | HOLD | SDS & FGS MARSHALLING CABINET | HOLD 1 | KLAT-EIR | [7 empty] | PTSC M&C | PTSC M&C - Onshore
|  | 0.6/1K | 2C |  | 1.5 |  | FR9 | ORANGE | - |  |  | 30 |  | 11.8 | 15.4 | F&G - SMOKE DETECTOR (PWR) | KLAT-SD-0101-P | KLAT-EIR | T1 |  |  | HOLD | SDS & FGS MARSHALLING CABINET | HOLD 1 | KLAT-EIR | [7 empty] | PTSC M&C | PTSC M&C - Onshore
|  | 0.6/1K | 2C |  | 1.5 |  | FR9 | ORANGE | - |  |  | 30 |  | 11.8 | 15.4 | F&G - SMOKE DETECTOR (PWR) | KLAT-SD-0102-P | KLAT-EIR | T1 |  |  | HOLD | SDS & FGS MARSHALLING CABINET | HOLD 1 | KLAT-EIR | [7 empty] | PTSC M&C | PTSC M&C - Onshore
|  | 0.6/1K | 2C |  | 2.5 |  | FR9 | ORANGE | - |  |  | 30 |  | 12.6 | 16.2 | F&G - SIREN | KLAT-YH-0105 | KLAT-EIR | T1 |  |  | HOLD | SDS & FGS MARSHALLING CABINET | HOLD 1 | KLAT-EIR | [7 empty] | PTSC M&C | PTSC M&C - Onshore
|  | 250 | 8T |  | 1.0 |  | FR8 | ORANGE | IND & OVE |  |  | 30 |  | 27.8 | 32.6 | BOOSTER COMPRESSOR PACKAGE | KLAT-PK-0701 | KLAT-CD | T1 |  |  | HOLD | SDS & FGS MARSHALLING CABINET | HOLD 1 | KLAT-EIR | [7 empty] | PTSC M&C | PTSC M&C - Onshore

## Gland-Size (hidden)
ID | OD | GLAND SIZE
7.3 | 10.4 | M20S16
8.3 | 11.4 | M20S
9.5 | 12.8 | M20S
9.8 | 13.3 | M20S
10.3 | 13.8 | M20S
10.8 | 14 | M20S
11 | 14.3 | M20
11.6 | 14.8 | M20
11.8 | 15.4 | M20
12.6 | 15.8 | M20
12.6 | 16.2 | M20
15.1 | 19.3 | M25S
15.8 | 20.1 | M25S
16.3 | 19.8 | M25S
17.2 | 21.5 | M25
17.9 | 21.6 | M25
18.2 | 21.9 | M25
18.2 | 22.6 | M25
19.6 | 23.3 | M25
20.8 | 24.7 | M32
21.2 | 25.1 | M32
21.6 | 25.5 | M32
22.1 | 26.6 | M32
22.5 | 27.1 | M32
23.3 | 27.2 | M32
23.8 | 28.4 | M32
24.4 | 28.2 | M32
26.5 | 30.6 | M40
26.6 | 30.7 | M40
27.8 | 32.6 | M40
28.3 | 33.1 | M40
28.4 | 33.2 | M40
29.1 | 33.4 | M40
29.8 | 34.1 | M40
31.4 | 36.3 | M50S
31.6 | 36.6 | M50S
34 | 39 | M50S
34.6 | 39.6 | M50S
35.7 | 40.7 | M50S
37.1 | 42.8 | M50S
37.4 | 42.5 | M50S
39.2 | 45 | M50
40.6 | 46.4 | M50